## Cover Sheet
Workbook Information
File Name: | National Heat Study - Low Carbon Heating and Cooling Technologies - Supporting data
Description of file: | Output of the SEAI National Heat Study. Information on the costs, performance, and technical suitability of the low carbon technologies.
Version | V1.0
Issued: | 2022-01-31

## Assumptions
Technology | Sector | Cost reference | Efficiency reference | Lifetime reference | Cost change to 2050 | Efficiency change to 2050 | Archetype suitability constraints | Other key assumptions
Solid boiler | Buildings - Domestic | Capex assumed to be €2300, in line with a standard Waterford Stanley stove; https://waterfordstanley.com// . | Efficiency assumed to be 75%, in line with a standard Stanley Waterford stove. | Lifetime assumed to be the same as the oil boiler | N/A | N/A | Only archetypes with this technology as a counterfactual heating technology are suitable for this technology.
Oil boiler | Buildings - Domestic | The Cost of Installing Heating Measures in Domestic Properties, Delta-EE for BEIS (2018) https://assets.publishing.service.gov.uk/government/uploads/system/uploads/attachment_data/file/913508/cost-of-installing-heating-measures-in-domestic-properties.pdf | Development of trajectories for residential heat decarbonisation to inform the Sixth Carbon Budget: Supporting data, EE for CCC (2020) https://www.theccc.org.uk/publication/development-of-trajectories-for-residential-heat-decarbonisation-to-inform-the-sixth-carbon-budget-element-energy/ | A technical analysis of FTT:Heat - A simulation model for technological change in the residential heating sector, European Commission (2017) https://ec.europa.eu/energy/sites/ener/files/documents/technical_analysis_residential_heat.pdf | N/A | N/A | Only archetypes with this technology as a counterfactual heating technology are suitable for this technology. | Cost figures include unit cost, fittings, controls and labour.
Gas boiler | Buildings - Domestic | The Cost of Installing Heating Measures in Domestic Properties, Delta-EE for BEIS (2018) https://assets.publishing.service.gov.uk/government/uploads/system/uploads/attachment_data/file/913508/cost-of-installing-heating-measures-in-domestic-properties.pdf | Development of trajectories for residential heat decarbonisation to inform the Sixth Carbon Budget: Supporting data, EE for CCC (2020) | A technical analysis of FTT:Heat - A simulation model for technological change in the residential heating sector, European Commission (2017) | N/A | N/A | Only archetypes with this technology as a counterfactual heating technology are suitable for this technology. | Cost figures include unit cost, fittings, controls and labour.
Electric heating | Buildings - Domestic | Existing electric heating assumed to be electric storage, costs from: Evidence gathering for electric heating options in off gas grid homes: Final Report, BEIS (2019) | Direct electric heating assumed to be 100% efficient, in-line with: Development of trajectories for residential heat decarbonisation to inform the Sixth Carbon Budget: Supporting data, EE for CCC (2020) | Evidence gathering for electric heating options in off gas grid homes: Final Report, BEIS (2019) https://assets.publishing.service.gov.uk/government/uploads/system/uploads/attachment_data/file/831079/Electric_heating_options_in_off-gas_grid_homes.pdf | N/A | N/A | Only archetypes with this technology as a counterfactual heating technology are suitable for this technology.
ASHP | Buildings - Domestic | The Cost of Installing Heating Measures in Domestic Properties, Delta-EE for BEIS (2018) Costs in-line with limited Irish data received from stakeholders (Daikin). Cost reduction based on stakeholder feedback, with feedback ranges from 25-35% Published evidence suggests 20%: Potential Cost Reductions for Air Source Heat Pumps, Delta-EE for DECC (2016) | Assumptions on heat pump efficiencies are aligned with the UK's 5th Carbon Budget, with a 2.54 combined efficiency being assumed for a heat pump operating at a 50°C flow temp in 2020 MCS Emitters Guide used to infer what efficiency gains might be realised where there are substantial radiator upgrades that allow operation at lower temperatures. Efficiency improvement based on the UK's 5th Carbon Budget. | A technical analysis of FTT:Heat - A simulation model for technological change in the residential heating sector, European Commission (2017) Technology Data for Individual Heating Plants, Danish Energy Agency (2019) https://ens.dk/en/our-services/projections-and-models/technology-data/technology-data-individual-heating-plants Further evidence of ASHP Lifetimes from ASHRAE Equipment Life Expectancy Chart https://www.naturalhandyman.com/iip/infhvac/ASHRAE_Chart_HVAC_Life_Expectancy.pdf | 30% reduction | 0.5 improvement in SPF to 2030; no further improvement to 2050 | If a property is unsuitable for hot water storage, this technology is unsuitable. If a property is space constrained, this technology is unsuitable. | Cost figures include unit cost, fittings, controls and labour. The hot water SPF is assumed to be that of the highest space heating flow temperature (60°C). Individual space heating and hot water SPFs were calculated from the combined SPF assuming space heating:hot water demand ratio of 3.5 and setting the hot water SPF to be that of the highest space heating flow temperature (60°C).
ASHP + solar PV HW | Buildings - Domestic | Heat pump: As per ASHP entry Solar PV: Cost data from the Microgeneration Certification Scheme - MCS Installation Database, BEIS (2020) Cost reduction assumed equal to that for solar thermal | Heat pump: As per ASHP entry Solar PV: N/A Solar effectively increases the efficiency of the overall system | Heat pump: As per ASHP entry Solar PV: Assumed equal to solar thermal lifetime | 20% reduction for solar component to 2030, with no further reduction to 2050. 30% reduction for HP component | 0.5 improvement in SPF to 2030; no further improvement to 2050 | This technology has 50% the suitability of the standalone technology (without the solar component), assuming that only 50% of properties have roofs suitable for the solar installation. Not suitable for apartments. | Similar operational assumptions to ASHP + solar thermal Cost figures include unit cost, fittings, controls and labour. Opex assumed to be €57 lower than the sum of the opex for the two components of the hybrid system due to economies of scale. Costs adjusted to account for higher lifetime of solar component compared to heat pump component
ASHP + solar thermal | Buildings - Domestic | Heat pump: As per ASHP entry Solar thermal: UK Renewable Heat Incentive (RHI) monthly deployment data: December 2019 (Annual edition), Table S2.1 - Average reported costs of domestic RHI installations, Great Britain, April 2014 to December 2019, [Solar thermal data] Cost reduction to 2030 in-line with: Development of trajectories for residential heat decarbonisation to inform the Sixth Carbon Budget: Supporting data, EE for CCC (2020) | Heat pump: As per ASHP entry Solar thermal: N/A Solar effectively increases the efficiency of the overall system | Heat pump: As per ASHP entry Solar thermal: Typically stated ranges are between 20-30 years with most sources noting that warranties are for 20 years while actually components are likely to last up to 30 years. https://www.isoenergy.co.uk/latest-news/renewable-energy-news-from-isoenergy/how-long-do-solar-panels-last https://www.renewableenergyhub.co.uk/main/solar-thermal-information/solar-thermal-system-lifespan-maintenance-and-warranties/ https://www.cibsejournal.com/cpd/modules/2012-05/ | 20% reduction for solar component to 2030, with no further reduction to 2050. 30% reduction for HP component | 0.5 improvement in SPF to 2030; no further improvement to 2050 | This technology has 50% the suitability of the standalone technology (without the solar component), assuming that only 50% of properties have roofs suitable for the solar installation. Not suitable for apartments. | Cost figures include unit cost, fittings, controls and labour. Heat delivered calculated assuming that solar thermal delivers no more than 60% of hot water demand or 643 kWh/kW, whichever is lower. Configuration assumes solar thermal provides 60% of hot water demand. Input into configuration from Solar Heat Worldwide (2018), Figure 57 Assume £750 (cost of HW cylinder) is removed from the cost of the RHI prices (to avoid double counting) Solar thermal opex modelled as equal to that of a storage heater. Opex assumed to be €57 lower than the sum of the opex for the two components of the hybrid system due to economies of scale. Costs adjusted to account for higher lifetime of solar component compared to heat pump component
Bioliquid boiler (B100) | Buildings - Domestic | Cost assumed to be equivalent to an oil boiler, from: The Cost of Installing Heating Measures in Domestic Properties, Delta-EE for BEIS (2018) Range of boilers here are are assumed to have similar costs: https://www.boilerguide.co.uk/articles/lpg-boiler-guide-pros-cons-costs https://www.theheatinghub.co.uk/lpg-boiler-installation-fuel-tank-costs Evidence Gathering for Off-Gas Grid Bioliquid Heating Options, NNFCC for BEIS (2019) There was also a €300 increase in capex due to an HVO specific burner and HVO calibrated nozzle being required. This €300 value was taken directly from information provided by Oftec for this project. | Assumed to be equivalent to efficiency of an oil boiler, in-line with: Development of trajectories for residential heat decarbonisation to inform the Sixth Carbon Budget: Supporting data, EE for CCC (2020) | Assumed equal to oil boiler lifetime, from: A technical analysis of FTT:Heat - A simulation model for technological change in the residential heating sector, European Commission (2017) | N/A | N/A | Not suitable for apartments. Only suitable for archetypes with solid or oil boiler counterfactual technologies. | Cost figures include unit cost, fittings, controls and labour. €74 added to opex to reflect delivery and storage of gas, based on https://householdquotes.co.uk/lpg-gas-central-heating-costs/
Bioliquid boiler + solar thermal | Buildings - Domestic | Boiler: As per bioliquid boiler (B100) entry Solar thermal: UK Renewable Heat Incentive (RHI) monthly deployment data: December 2019 (Annual edition), Table S2.1 - Average reported costs of domestic RHI installations, Great Britain, April 2014 to December 2019, [Solar thermal data] Cost reduction to 2030 in-line with: Development of trajectories for residential heat decarbonisation to inform the Sixth Carbon Budget: Supporting data, EE for CCC (2020) | Boiler: As per bioliquid boiler (B100) entry Solar thermal: N/A Solar effectively increases the efficiency of the overall system | Boiler: As per bioliquid boiler (B100) entry Solar thermal: Typically stated ranges are between 20-30 years with most sources noting that warranties are for 20 years while actually components are likely to last up to 30 years. https://www.isoenergy.co.uk/latest-news/renewable-energy-news-from-isoenergy/how-long-do-solar-panels-last https://www.renewableenergyhub.co.uk/main/solar-thermal-information/solar-thermal-system-lifespan-maintenance-and-warranties/ https://www.cibsejournal.com/cpd/modules/2012-05/ | 20% reduction for solar component to 2030, with no further reduction to 2050. No reduction for boiler component | N/A | This technology has 50% the suitability of the standalone technology (without the solar component), assuming that only 50% of properties have roofs suitable for the solar installation. | Cost figures include unit cost, fittings, controls and labour. €74 added to opex to reflect delivery and storage of gas, based on https://householdquotes.co.uk/lpg-gas-central-heating-costs/ Opex assumed to be €57 lower than the sum of the opex for the two components of the hybrid system due to economies of scale. Costs adjusted to account for higher lifetime of solar component compared to heat pump component
BioLPG boiler | Buildings - Domestic | Cost assumed to be equivalent to an oil boiler, from: The Cost of Installing Heating Measures in Domestic Properties, Delta-EE for BEIS (2018) Range of boilers here are are assumed to have similar costs: https://www.boilerguide.co.uk/articles/lpg-boiler-guide-pros-cons-costs https://www.theheatinghub.co.uk/lpg-boiler-installation-fuel-tank-costs Evidence Gathering for Off-Gas Grid Bioliquid Heating Options, NNFCC for BEIS (2019) https://www.nnfcc.co.uk/files/mydocs/Bioenergy_heating_options_in_off-gas_grid_homes.pdf | Assumed to be equivalent to efficiency of an oil boiler, in-line with: Development of trajectories for residential heat decarbonisation to inform the Sixth Carbon Budget: Supporting data, EE for CCC (2020) | Assumed equal to oil boiler lifetime, from: A technical analysis of FTT:Heat - A simulation model for technological change in the residential heating sector, European Commission (2017) | N/A | N/A | Not suitable for apartments. Only suitable for archetypes with solid or oil boiler counterfactual technologies. | Cost figures include unit cost, fittings, controls and labour. €74 added to opex to reflect delivery and storage of gas, based on https://householdquotes.co.uk/lpg-gas-central-heating-costs/
Biomethane boiler | Buildings - Domestic | Cost assumed to be equivalent to a gas boiler, from: The Cost of Installing Heating Measures in Domestic Properties, Delta-EE for BEIS (2018) Range of boilers here are are assumed to have similar costs: https://www.boilerguide.co.uk/articles/lpg-boiler-guide-pros-cons-costs https://www.theheatinghub.co.uk/lpg-boiler-installation-fuel-tank-costs Evidence Gathering for Off-Gas Grid Bioliquid Heating Options, NNFCC for BEIS (2019) https://www.nnfcc.co.uk/files/mydocs/Bioenergy_heating_options_in_off-gas_grid_homes.pdf | Assumed to be equivalent to efficiency of a gas boiler, in-line with: Development of trajectories for residential heat decarbonisation to inform the Sixth Carbon Budget: Supporting data, EE for CCC (2020) | A technical analysis of FTT:Heat - A simulation model for technological change in the residential heating sector, European Commission (2017) | N/A | N/A | Suitable in all archetypes with a counterfactual gas boiler, with the biomethane delivered via the grid (to a boiler which is assumed to be the same as a gas boiler functionally). Assumed to be suitable in 35% of off-gas archetypes, with biomethane delivered through non-grid methods. | Cost figures include unit cost, fittings, controls and labour.
Communal ASHP | Buildings - Domestic | Based on the cost of the large system, from: The Cost of Installing Heating Measures in Domestic Properties, Delta-EE for BEIS (2018) | Communal heat pump efficiencies are a weighted average between the the large centralised heat pump providing the ambient loop at 25°C and the smaller individual heat pump in the dwelling providing the heating/hot water Centralised heat pump (10°C-->25°C) Individual heat pump (25°C-->required temperature) Communal configuration based on Daikin Ambient loop system design | A technical analysis of FTT:Heat - A simulation model for technological change in the residential heating sector, European Commission (2017) Evidence gathering for electric heating options in off gas grid homes: Final Report, BEIS (2019) Technology Data for Individual Heating Plants, Danish Energy Agency (2019) Further evidence of ASHP Lifetimes from ASHRAE Equipment Life Expectancy Chart | 30% reduction | 0.5 improvement in SPF to 2030; no further improvement to 2050 | Suitable in all apartments; not suitable otherwise. | Represents a large centralised heat pump with ambient loop to smaller individual heat pumps in dwellings Cost figures include unit cost, fittings, controls and labour. Opex assumed to be the same as an individual heat pump Configuration: Large centralised heat pump which supplies the ambient loop at 25°C Small individual heat pumps in each dwelling which boost the temperature to 50°C for space heating and 60°C for hot water Typical configuration could have 10 flats (based on English Housing Survey 2017-2018) MHCLG Internal analysis, English Housing Survey, 2018 dwelling sample Configuration based on an ambient loop design: https://cpd.building.co.uk/courses/cpd-1-2020-ambient-loop-carbon-zero/
Electric resistive | Buildings - Domestic | Evidence gathering for electric heating options in off gas grid homes: Final Report, BEIS (2019) | Direct electric heating assumed to be 100% efficient, in-line with: Development of trajectories for residential heat decarbonisation to inform the Sixth Carbon Budget: Supporting data, EE for CCC (2020) | Evidence gathering for electric heating options in off gas grid homes: Final Report, BEIS (2019) | N/A | N/A | Suitable in all properties.
Electric resistive + HW HP | Buildings - Domestic | Electric resistive: As per electric resistive entry Heat pump: As per ASHP entry | Electric resistive: As per electric resistive entry Heat pump: As per ASHP entry | Electric resistive: As per electric resistive entry Heat pump: As per ASHP entry | 30% reduction for heat pump component No reduction for electric resistive component | 0.5 improvement in heat pump SPF to 2030; no further improvement to 2050 No improvement for electric resistive component | Same suitability as for ASHP. | Electric resistive system used to meet space heating demand, heat pump used to meet hot water demand Cost figures include unit cost, fittings, controls and labour. Opex assumed to be €57 lower than the sum of the opex for the two components of the hybrid system due to economies of scale.
Electric storage | Buildings - Domestic | Evidence gathering for electric heating options in off gas grid homes: Final Report, BEIS (2019) | Direct electric heating assumed to be 100% efficient, in-line with: Development of trajectories for residential heat decarbonisation to inform the Sixth Carbon Budget: Supporting data, EE for CCC (2020) | Evidence gathering for electric heating options in off gas grid homes: Final Report, BEIS (2019) | N/A | N/A | Suitable in all properties. | 1 kW demand is equivalent to 15 kWh installed storage heaters
GSHP | Buildings - Domestic | The Cost of Installing Heating Measures in Domestic Properties, Delta-EE for BEIS (2018) Cost reduction based on stakeholder feedback, with feedback ranges from 25-35% | Assumptions on heat pump efficiencies are aligned with the UK's 5th Carbon Budget, with a 2.84 combined efficiency being assumed for a heat pump operating at a 50°C flow temp in 2020 MCS Emitters Guide used to infer what efficiency gains might be realised where there are substantial radiator upgrades that allow operation at lower temperatures. Efficiency improvement based on the UK's 5th Carbon Budget assumptions | A technical analysis of FTT:Heat - A simulation model for technological change in the residential heating sector, European Commission (2017) Technology Data for Individual Heating Plants, Danish Energy Agency (2019) | 30% reduction | 0.5 improvement in SPF to 2030; no further improvement to 2050 | Same suitability as for ASHP. | The hot water SPF is assumed to be that of the highest space heating flow temperature (60°C). Individual space heating and hot water SPFs were calculated from the combined SPF assuming space heating:hot water demand ratio of 3.5 and setting the hot water SPF to be that of the highest space heating flow temperature (60°C). Cost figures include unit cost, fittings, controls and labour.
High T ASHP | Buildings - Domestic | 10% capex premium assumed, compared to standard ASHP, from: Evidence Gathering - Low Carbon Heating Technologies, BEIS (2016) Other costs as per standard ASHP | Assumes a decrease of 25% in performance from 60°C to 70°C; 65°C taken as the average between 60°C and 70°C, from: Technical Feasibility of Electric Heating in Rural Off-Gas Grid Dwellings, Delta-EE for BEIS (2018) | Assumed equal to a standard ASHP | 30% reduction | 0.44 improvement in SPF to 2030; no further improvement to 2050 SPF improvement takes into account reduced performance at higher temperature | Same suitability as for ASHP. | Represents a heat pump operating at a designed temperature above 60°C Flow temperature for space heating assumed to be 65°C, with 60°C for hot water
High T GSHP | Buildings - Domestic | 10% capex premium assumed, compared to standard ASHP, from: Evidence Gathering - Low Carbon Heating Technologies, BEIS (2016) Other costs as per standard GSHP | Assumes a decrease of 25% in performance from 60°C to 70°C; 65°C taken as the average between 60°C and 70°C, from: Technical Feasibility of Electric Heating in Rural Off-Gas Grid Dwellings, Delta-EE for BEIS (2018) | Assumed equal to a standard GSHP | 30% reduction | 0.44 improvement in SPF to 2030; no further improvement to 2050 SPF improvement takes into account reduced performance at higher temperature | Same suitability as for ASHP. | Represents a heat pump operating at a designed temperature above 60°C Flow temperature for space heating assumed to be 65°C, with 60°C for hot water
Hybrid (ASHP + bioliquid boiler) - HW storage | Buildings - Domestic | Boiler: As per bioliquid boiler (B100) entry Heat pump: As per ASHP entry | Boiler: As per bioliquid boiler (B100) entry Heat pump: As per ASHP entry In a hybrid system, the effective efficiency of each component increases due to meeting only a share of demand i.e. using less fuel | Boiler: As per bioliquid boiler (B100) entry Heat pump: As per ASHP entry | 30% reduction for heat pump component No reduction for boiler component | 0.5 improvement in heat pump SPF to 2030; no further improvement to 2050 No improvement for boiler component | The suitability for hybrids is the combination of the two composite technologies. | Heat pump efficiency based on assuming a flow temperature of 40°C for space heating and 60°C for hot water Heat pump component assumed to meet 80% of the space heating and hot water demand Boiler component assumed to meet 20% of the space heating and hot water demand Demand split based on the UK's 6th Carbon Budget assumptions Cost figures include unit cost, fittings, controls and labour. Opex assumed to be €57 lower than the sum of the opex for the two components of the hybrid system due to economies of scale.
Hybrid (ASHP + gas boiler) - HW storage | Buildings - Domestic | Boiler: As per gas boiler entry Heat pump: As per ASHP entry | Boiler: As per gas boiler entry Heat pump: As per ASHP entry In a hybrid system, the effective efficiency of each component increases due to meeting only a share of demand i.e. using less fuel | Boiler: As per gas boiler entry Heat pump: As per ASHP entry | 30% reduction for heat pump component No reduction for boiler component | 0.5 improvement in heat pump SPF to 2030; no further improvement to 2050 No improvement for boiler component | The suitability for hybrids is the combination of the two composite technologies. | Heat pump efficiency based on assuming a flow temperature of 40°C for space heating and 60°C for hot water Heat pump component assumed to meet 80% of the space heating and hot water demand Boiler component assumed to meet 20% of the space heating and hot water demand Demand split based on the UK's 6th Carbon Budget assumptions Cost figures include unit cost, fittings, controls and labour. Opex assumed to be €57 lower than the sum of the opex for the two components of the hybrid system due to economies of scale.
Hybrid (ASHP + hydrogen boiler) - HW storage | Buildings - Domestic | Boiler: As per hydrogen boiler entry Heat pump: As per ASHP entry | Boiler: As per hydrogen boiler entry Heat pump: As per ASHP entry In a hybrid system, the effective efficiency of each component increases due to meeting only a share of demand i.e. using less fuel | Boiler: As per gas boiler entry Heat pump: As per ASHP entry | 30% reduction for heat pump component No reduction for boiler component | 0.5 improvement in heat pump SPF to 2030; no further improvement to 2050 No improvement for boiler component | The suitability for hybrids is the combination of the two composite technologies. | Heat pump efficiency based on assuming a flow temperature of 40°C for space heating and 60°C for hot water Heat pump component assumed to meet 80% of the space heating and hot water demand Boiler component assumed to meet 20% of the space heating and hot water demand Demand split based on the UK's 6th Carbon Budget assumptions Cost figures include unit cost, fittings, controls and labour. Opex assumed to be €57 lower than the sum of the opex for the two components of the hybrid system due to economies of scale.
Hydrogen boiler | Buildings - Domestic | Capex assumed to be €113 higher compared to a gas boiler, to account for increased technology and volume cost, based on: Hydrogen Supply Chain Evidence Base, BEIS (2018) Other costs assumed equal to gas boiler costs | Based on BEIS feedback for the UK's 6th Carbon Budget, reflecting lower HHV efficiency for hydrogen boilers compared to gas boilers | Assumed equal to a gas boiler | N/A | N/A | Suitable in all properties with a gas boiler counterfactual technology. Suitable in 35% of all off-grid properties (which is the proportion of properties within 20m of the current gas distribution grid).
Hydrogen boiler + solar thermal | Buildings - Domestic | Boiler: As per hydrogen boiler entry Solar thermal: UK Renewable Heat Incentive (RHI) monthly deployment data: December 2019 (Annual edition), Table S2.1 - Average reported costs of domestic RHI installations, Great Britain, April 2014 to December 2019, [Solar thermal data] Cost reduction to 2030 in-line with UK 6th Carbon Budget assumptions, as suggested by Dr Richard Hall (Energy Transitions) | Boiler: As per hydrogen boiler entry Solar thermal: N/A Solar effectively increases the efficiency of the overall system | Boiler: As per hydrogen boiler entry Solar thermal: Typically stated ranges are between 20-30 years with most sources noting that warranties are for 20 years while actually components are likely to last up to 30 years. https://www.isoenergy.co.uk/latest-news/renewable-energy-news-from-isoenergy/how-long-do-solar-panels-last https://www.renewableenergyhub.co.uk/main/solar-thermal-information/solar-thermal-system-lifespan-maintenance-and-warranties/ https://www.cibsejournal.com/cpd/modules/2012-05/ | 20% reduction for solar component to 2030, with no further reduction to 2050. No reduction for boiler component | N/A | The suitability for hybrids is the combination of the two composite technologies. | Opex assumed to be €57 lower than the sum of the opex for the two components of the hybrid system due to economies of scale. Cost figures include unit cost, fittings, controls and labour. Costs adjusted to account for higher lifetime of solar component compared to heat pump component
Solid biomass boiler | Buildings - Domestic | Economic analysis for the Renewable Heat Incentive for Ireland, Section 1: Main Report, Element Energy and Frontier Economics for Department of Communications, Climate Action & Envirnonment (DCCAE), March 2017 United Kingdom's 5th Carbon Budget, Technology Costs & Assumptions Costs for solid biomass boiler were initially taken from the Economic Analysis for the RHI study, with the costs based on stakeholder engagement from Irbea, Gaelectric, GEE, TEA, Coillte and the previous RHI scheme in Ireland. Costs were then updated to be in line with solid biomass boiler costs from the costs used in the UK's 5th Carbon Budget. | Efficiency assumed to be the same as the oil boiler | Lifetime assumed to be the same as the oil boiler | There was no assumed cost reduction between 2020 and 2050 | There was no assumed efficiency improvements between 2020 and 2050 | Not suitable for apartments. Only suitable for archetypes with solid or oil boiler counterfactual technologies.
ASHP | Buildings - Non-domestic | The costs were taken from the Energy Performance of Buildings Directive, Second Cost Optimal Asessment for the United Kingdom (2019, Ministry of Housing, Communities & Local Government), and were updated based on the UK's 6th Carbon Budget assumptions. Adjustments were made to include a greater proportion of the cost in marginal costs rather than fixed costs, without changing the overall pricing. This is due to the greater variety in sizes in non-domestic technologies. | Efficiency is the same as the domestic case. | Taken as the same as the domestic version of the technology. | Taken as the same as the domestic version of the technology. | Taken as the same as the domestic version of the technology. | Only suitable for buildings that aren't space constrained. | Taken as the same as the domestic version of the technology.
ASHP + solar PV HW | Buildings - Non-domestic | ASHP component: The costs were taken from the Energy Performance of Buildings Directive, Second Cost Optimal Asessment for the United Kingdom (2019, Ministry of Housing, Communities & Local Government), and were updated based on the UK's 6th Carbon Budget assumptions. Adjustments were made to include a greater proportion of the cost in marginal costs rather than fixed costs, without changing the overall pricing. This is due to the greater variety in sizes in non-domestic technologies. Solar PV HW component: price assumptions same as in the domestic version of the technology. | Efficiency is the same as the domestic case. | Taken as the same as the domestic version of the technology. | Taken as the same as the domestic version of the technology. | Taken as the same as the domestic version of the technology. | This technology has 50% the suitability of the standalone technology (without the solar component), assuming that only 50% of properties have roofs suitable for the solar installation. Not suitable for apartments. | Taken as the same as the domestic version of the technology.
ASHP + solar thermal | Buildings - Non-domestic | ASHP component: The costs were taken from the Energy Performance of Buildings Directive, Second Cost Optimal Asessment for the United Kingdom (2019, Ministry of Housing, Communities & Local Government), and were updated based on the UK's 6th Carbon Budget assumptions. Adjustments were made to include a greater proportion of the cost in marginal costs rather than fixed costs, without changing the overall pricing. This is due to the greater variety in sizes in non-domestic technologies. Solar thermal component: price assumptions same as in the domestic version of the technology. | Efficiency is the same as the domestic case. | Taken as the same as the domestic version of the technology. | Taken as the same as the domestic version of the technology. | Taken as the same as the domestic version of the technology. | The suitability for hybrids is the combination of the two composite technologies. | Taken as the same as the domestic version of the technology.
Bioliquid boiler (B100) | Buildings - Non-domestic | The price was assumed to be the same as the oil boiler case, but with a €300 increase in capex due to an HVO specific burner and HVO calibrated nozzle being required. This €300 value was taken directly from information provided by Oftec for this project. | Efficiency is the same as the domestic case. | Taken as the same as the domestic version of the technology. | No future cost reduction was assumed for this technology. | No future efficiency reduction was assumed for this technology. | Taken as the same suitability for domestic. | Taken as the same as the domestic version of the technology.
Bioliquid boiler + solar thermal | Buildings - Non-domestic | Bioliquid boiler component: The price was assumed to be the same as the oil boiler case, but with a €300 increase in capex due to an HVO specific burner and HVO calibrated nozzle being required. This €300 value was taken directly from information provided by Oftec for this project. Solar thermal component: price assumptions same as in the domestic version of the technology. | Efficiency is the same as the domestic case. | Taken as the same as the domestic version of the technology. | Taken as the same as the domestic version of the technology. | Taken as the same as the domestic version of the technology. | The suitability for hybrids is the combination of the two composite technologies. | Taken as the same as the domestic version of the technology.
BioLPG boiler | Buildings - Non-domestic | The cost was assumed to be the same as the counterfactual oil boiler technology. | Efficiency is the same as the domestic case. | Taken as the same as the domestic version of the technology. | No future cost reduction was assumed for this technology. | No future efficiency reduction was assumed for this technology. | Taken as the same suitability for domestic. | Taken as the same as the domestic version of the technology.
Biomethane boiler | Buildings - Non-domestic | The cost was assumed to be the same as the counterfactual gas boiler technology. | Efficiency is the same as the domestic case. | Taken as the same as the domestic version of the technology. | No future cost reduction was assumed for this technology. | No future efficiency reduction was assumed for this technology. | Taken as the same suitability for domestic. | Taken as the same as the domestic version of the technology.
Electric resistive | Buildings - Non-domestic | Costs were assumed to be the same as the domestic version of the technology. Adjustments were made to include the operational costs in the marginal opex rather than the fixed opex. This is due to the greater variety in sizes in non-domestic technologies. | Efficiency is the same as the domestic case. | Taken as the same as the domestic version of the technology. | Taken as the same as the domestic version of the technology. | Taken as the same as the domestic version of the technology. | Suitable in all properties. | Taken as the same as the domestic version of the technology.
Electric storage | Buildings - Non-domestic | This technology is not considered for non-domestic properties. | N/A | N/A | N/A | N/A | Not suitable in non-domestic buildings. | N/A
GSHP | Buildings - Non-domestic | The costs were taken from the Energy Performance of Buildings Directive, Second Cost Optimal Asessment for the United Kingdom (2019, Ministry of Housing, Communities & Local Government), and were updated based on the UK's 6th Carbon Budget assumptions. Adjustments were made to include a greater proportion of the cost in marginal costs rather than fixed costs, without changing the overall pricing. This is due to the greater variety in sizes in non-domestic technologies. | Efficiency is the same as the domestic case. | Taken as the same as the domestic version of the technology. | Taken as the same as the domestic version of the technology. | Taken as the same as the domestic version of the technology. | Only suitable for buildings that aren't space constrained. | Taken as the same as the domestic version of the technology.
High T ASHP | Buildings - Non-domestic | The costs were taken from the Energy Performance of Buildings Directive, Second Cost Optimal Asessment for the United Kingdom (2019, Ministry of Housing, Communities & Local Government), and were updated based on the UK's 6th Carbon Budget assumptions. Adjustments were made to include a greater proportion of the cost in marginal costs rather than fixed costs, without changing the overall pricing. This is due to the greater variety in sizes in non-domestic technologies. | Efficiency is the same as the domestic case. | Taken as the same as the domestic version of the technology. | Taken as the same as the domestic version of the technology. | Taken as the same as the domestic version of the technology. | Only suitable for buildings that aren't space constrained. | Taken as the same as the domestic version of the technology.
High T GSHP | Buildings - Non-domestic | The costs were taken from the Energy Performance of Buildings Directive, Second Cost Optimal Asessment for the United Kingdom (2019, Ministry of Housing, Communities & Local Government), and were updated based on the UK's 6th Carbon Budget assumptions. Adjustments were made to include a greater proportion of the cost in marginal costs rather than fixed costs, without changing the overall pricing. This is due to the greater variety in sizes in non-domestic technologies. | Efficiency is the same as the domestic case. | Taken as the same as the domestic version of the technology. | Taken as the same as the domestic version of the technology. | Taken as the same as the domestic version of the technology. | Only suitable for buildings that aren't space constrained. | Taken as the same as the domestic version of the technology.
Hybrid (ASHP + bioliquid boiler) - HW storage | Buildings - Non-domestic | Boiler: As per bioliquid boiler (B100) entry Heat pump: As per ASHP entry | Boiler: As per bioliquid boiler (B100) entry Heat pump: As per ASHP entry In a hybrid system, the effective efficiency of each component increases due to meeting only a share of demand i.e. using less fuel | Boiler: As per bioliquid boiler (B100) entry Heat pump: As per ASHP entry | 30% reduction for heat pump component No reduction for boiler component | 0.5 improvement in heat pump SPF to 2030; no further improvement to 2050 No improvement for boiler component | The suitability for hybrids is the combination of the two composite technologies. | Heat pump efficiency based on assuming a flow temperature of 40°C for space heating and 60°C for hot water Heat pump component assumed to meet 80% of the space heating and hot water demand Boiler component assumed to meet 20% of the space heating and hot water demand Demand split based on the UK's 6th Carbon Budget assumptions Opex assumed to be €57 lower than the sum of the opex for the two components of the hybrid system due to economies of scale.
Hybrid (ASHP + gas boiler) - HW storage | Buildings - Non-domestic | Boiler: As per gas boiler entry Heat pump: As per ASHP entry | Boiler: As per gas boiler entry Heat pump: As per ASHP entry In a hybrid system, the effective efficiency of each component increases due to meeting only a share of demand i.e. using less fuel | Boiler: As per gas boiler entry Heat pump: As per ASHP entry | 30% reduction for heat pump component No reduction for boiler component | 0.5 improvement in heat pump SPF to 2030; no further improvement to 2050 No improvement for boiler component | The suitability for hybrids is the combination of the two composite technologies. | Heat pump efficiency based on assuming a flow temperature of 40°C for space heating and 60°C for hot water Heat pump component assumed to meet 80% of the space heating and hot water demand Boiler component assumed to meet 20% of the space heating and hot water demand Demand split based on the UK's 6th Carbon Budget assumptions Opex assumed to be €57 lower than the sum of the opex for the two components of the hybrid system due to economies of scale.
Hybrid (ASHP + hydrogen boiler) - HW storage | Buildings - Non-domestic | Boiler: As per hydrogen boiler entry Heat pump: As per ASHP entry | Boiler: As per hydrogen boiler entry Heat pump: As per ASHP entry In a hybrid system, the effective efficiency of each component increases due to meeting only a share of demand i.e. using less fuel | Boiler: As per gas boiler entry Heat pump: As per ASHP entry | 30% reduction for heat pump component No reduction for boiler component | 0.5 improvement in heat pump SPF to 2030; no further improvement to 2050 No improvement for boiler component | The suitability for hybrids is the combination of the two composite technologies. | Heat pump efficiency based on assuming a flow temperature of 40°C for space heating and 60°C for hot water Heat pump component assumed to meet 80% of the space heating and hot water demand Boiler component assumed to meet 20% of the space heating and hot water demand Demand split based on the UK's 6th Carbon Budget assumptions Opex assumed to be €57 lower than the sum of the opex for the two components of the hybrid system due to economies of scale.
Hydrogen boiler | Buildings - Non-domestic | Costs were assumed to be the same as the domestic version of the technology. Adjustments were made to include the operational costs in the marginal opex rather than the fixed opex. This is due to the greater variety in sizes in non-domestic technologies. | Efficiency is the same as the domestic case. | Taken as the same as the domestic version of the technology. | Taken as the same as the domestic version of the technology. | Taken as the same as the domestic version of the technology. | Taken as the same suitability for domestic. | Taken as the same as the domestic version of the technology.
Hydrogen boiler + solar thermal | Buildings - Non-domestic | Costs were assumed to be the same as the domestic version of the technology. Adjustments were made to include the operational costs in the marginal opex rather than the fixed opex. This is due to the greater variety in sizes in non-domestic technologies. | Efficiency is the same as the domestic case. | Taken as the same as the domestic version of the technology. | Taken as the same as the domestic version of the technology. | Taken as the same as the domestic version of the technology. | The suitability for hybrids is the combination of the two composite technologies. | Taken as the same as the domestic version of the technology.
Solid biomass boiler | Buildings - Non-domestic | Economic analysis for the Renewable Heat Incentive for Ireland, Section 1: Main Report, Element Energy and Frontier Economics for Department of Communications, Climate Action & Envirnonment (DCCAE), March 2017 United Kingdom's 5th Carbon Budget, Technology Costs & Assumptions Costs for solid biomass boiler were initially taken from the Economic Analysis for the RHI study, with the costs based on stakeholder engagement from Irbea, Gaelectric, GEE, TEA, Coillte and the previous RHI scheme in Ireland. Costs were then updated to be in line with solid biomass boiler costs from the costs used in the UK's 5th Carbon Budget. Adjustments were made to reduce the marginal capex of larger biomass boilers, in line with the approach taken with other technologies, to reflect cost reductions at scale. | Efficiency assumed to be the same as the oil boiler | Lifetime assumed to be the same as the oil boiler | There was no assumed cost reduction between 2020 and 2050 | There was no assumed efficiency improvements between 2020 and 2050 | Taken as the same suitability for domestic.
Hydrogen Kiln (Lime only) | Industry - Cement/Lime Kiln | Hy4Heat WP6: Conversion of Industrial Heating Equipment to Hydrogen (2019). Data for Hydrogen Lime Kiln. | Hy4Heat WP6: Conversion of Industrial Heating Equipment to Hydrogen (2019). Data for Hydrogen Lime Kiln. | Hy4Heat WP6: Conversion of Industrial Heating Equipment to Hydrogen (2019). Data for Hydrogen Lime Kiln. | To reflect equipment progression from FOAK to SOAk to NOAK, costs assumed to decrease by 1% of base value year on year from 2025 to 2045. result is costs in 2045 are 80% of costs in 2025. | N/A | Equipment is only suitable for replacing the same type of equipment (e..g. Dryer for Dryer). Some exceptions - electric boiler + grid connection replacing CHP. | Fixed Opex assumed at 2% of capex. Load factor assumptions based on UK Hy4Heat work.
Mixed Fuel Kiln + Calciner (high % biomass and waste fuel) | Industry - Cement/Lime Kiln | Industrial Fuel Switching Engagement Study (BEIS, 2018). Data for Direct Biomass Combustion (Cement Kiln). | Industrial Fuel Switching Engagement Study (BEIS, 2018). Data for Direct Biomass Combustion (Cement Kiln). | Industrial Fuel Switching Engagement Study (BEIS, 2018). Data for Direct Biomass Combustion (Cement Kiln). | To reflect equipment progression from FOAK to SOAk to NOAK, costs assumed to decrease by 1% of base value year on year from 2025 to 2045. result is costs in 2045 are 80% of costs in 2025. | N/A | Equipment is only suitable for replacing the same type of equipment (e..g. Dryer for Dryer). Some exceptions - electric boiler + grid connection replacing CHP. | Fixed Opex assumed at 2% of capex.
Biomass CHP | Industry - CHP replacements | Renewable Energy Cost Analysis, Biomass for Power Generation (IRENA, 2012) - costs, reference size, and efficiency. Assume same size, lifetime and cost reductions as biomass boiler. | Renewable Energy Cost Analysis, Biomass for Power Generation (IRENA, 2012) - costs, reference size, and efficiency. Assume same size, lifetime and cost reductions as biomass boiler. | Renewable Energy Cost Analysis, Biomass for Power Generation (IRENA, 2012) - costs, reference size, and efficiency. Assume same size, lifetime and cost reductions as biomass boiler. | To reflect equipment progression from FOAK to SOAk to NOAK, costs assumed to decrease by 1% of base value year on year from 2025 to 2045. result is costs in 2045 are 80% of costs in 2025. | N/A | Equipment is only suitable for replacing the same type of equipment (e..g. Dryer for Dryer). Some exceptions - electric boiler + grid connection replacing CHP. | Fixed Opex assumed at 2% of capex.
Electric Boiler + Grid Connection | Industry - CHP replacements | Assumptions based on electric boiler. Assume CHP delivers 2 units of steam per 1 unit of electricity, so a CHP delivering 3kW final energy service (steam and electricity) delivers 2kW steam and 1kW electricity Currently assuming no connection cost for the grid import. Assuming half as much electricity generated as heat. New electricity demand is 3/2 of the heating demand. Therefore 'efficiency' is 2/3, | Assumptions based on electric boiler. Assume CHP delivers 2 units of steam per 1 unit of electricity, so a CHP delivering 3kW final energy service (steam and electricity) delivers 2kW steam and 1kW electricity Currently assuming no connection cost for the grid import. Assuming half as much electricity generated as heat. New electricity demand is 3/2 of the heating demand. Therefore 'efficiency' is 2/3, | Assumptions based on electric boiler. Assume CHP delivers 2 units of steam per 1 unit of electricity, so a CHP delivering 3kW final energy service (steam and electricity) delivers 2kW steam and 1kW electricity Currently assuming no connection cost for the grid import. Assuming half as much electricity generated as heat. New electricity demand is 3/2 of the heating demand. Therefore 'efficiency' is 2/3, | To reflect equipment progression from FOAK to SOAk to NOAK, costs assumed to decrease by 1% of base value year on year from 2025 to 2045. result is costs in 2045 are 80% of costs in 2025. | N/A | Equipment is only suitable for replacing the same type of equipment (e..g. Dryer for Dryer). Some exceptions - electric boiler + grid connection replacing CHP. | Fixed Opex assumed at 2% of capex.
Hydrogen CHP | Industry - CHP replacements | Capex cost assumption based on 30% of CAPEX of CCGT CHP. https://www.eia.gov/analysis/studies/buildings/distrigen/pdf/dg_chp.pdf | Capex cost assumption based on 30% of CAPEX of CCGT CHP. https://www.eia.gov/analysis/studies/buildings/distrigen/pdf/dg_chp.pdf | Capex cost assumption based on 30% of CAPEX of CCGT CHP. https://www.eia.gov/analysis/studies/buildings/distrigen/pdf/dg_chp.pdf | To reflect equipment progression from FOAK to SOAk to NOAK, costs assumed to decrease by 1% of base value year on year from 2025 to 2045. result is costs in 2045 are 80% of costs in 2025. | N/A | Equipment is only suitable for replacing the same type of equipment (e..g. Dryer for Dryer). Some exceptions - electric boiler + grid connection replacing CHP. | Fixed Opex assumed at 2% of capex.
Electric Dryer | Industry - Dryer | Industrial Fuel Switching Engagement Study (BEIS, 2018). Data for Electric Process Heater. Used in CCC Deep Decarbonisation Pathways (2020) for Chemicals, Food and Drink, Paper, and Vehicle sites | Industrial Fuel Switching Engagement Study (BEIS, 2018). Data for Electric Process Heater. Used in CCC Deep Decarbonisation Pathways (2020) for Chemicals, Food and Drink, Paper, and Vehicle sites | Industrial Fuel Switching Engagement Study (BEIS, 2018). Data for Electric Process Heater. Used in CCC Deep Decarbonisation Pathways (2020) for Chemicals, Food and Drink, Paper, and Vehicle sites | To reflect equipment progression from FOAK to SOAk to NOAK, costs assumed to decrease by 1% of base value year on year from 2025 to 2045. result is costs in 2045 are 80% of costs in 2025. | N/A | Equipment is only suitable for replacing the same type of equipment (e..g. Dryer for Dryer). Some exceptions - electric boiler + grid connection replacing CHP. | Fixed Opex assumed at 2% of capex.
Hydrogen Dryer | Industry - Dryer | Hy4Heat WP6: Conversion of Industrial Heating Equipment to Hydrogen (2019). Data for Hydrogen Dryer (Food and Drink). | Hy4Heat WP6: Conversion of Industrial Heating Equipment to Hydrogen (2019). Data for Hydrogen Dryer (Food and Drink). | Hy4Heat WP6: Conversion of Industrial Heating Equipment to Hydrogen (2019). Data for Hydrogen Dryer (Food and Drink). | To reflect equipment progression from FOAK to SOAk to NOAK, costs assumed to decrease by 1% of base value year on year from 2025 to 2045. result is costs in 2045 are 80% of costs in 2025. | N/A | Equipment is only suitable for replacing the same type of equipment (e..g. Dryer for Dryer). Some exceptions - electric boiler + grid connection replacing CHP. | Fixed Opex assumed at 2% of capex.
Electric Furnace | Industry - Furnace | Industrial Fuel Switching Engagement Study (BEIS, 2018). Data for All Electric Smelters. Used in CCC Deep Decarbonisation Pathways (2020) for Refining, Glass and Vehicle sites | Industrial Fuel Switching Engagement Study (BEIS, 2018). Data for All Electric Smelters. Used in CCC Deep Decarbonisation Pathways (2020) for Refining, Glass and Vehicle sites | Industrial Fuel Switching Engagement Study (BEIS, 2018). Data for All Electric Smelters. Used in CCC Deep Decarbonisation Pathways (2020) for Refining, Glass and Vehicle sites | To reflect equipment progression from FOAK to SOAk to NOAK, costs assumed to decrease by 1% of base value year on year from 2025 to 2045. result is costs in 2045 are 80% of costs in 2025. | N/A | Equipment is only suitable for replacing the same type of equipment (e..g. Dryer for Dryer). Some exceptions - electric boiler + grid connection replacing CHP. | Fixed Opex assumed at 2% of capex.
Hydrogen Furnace | Industry - Furnace | Hy4Heat WP6: Conversion of Industrial Heating Equipment to Hydrogen (2019). Data for Hydrogen Furnaces (Refining/Chemicals). | Hy4Heat WP6: Conversion of Industrial Heating Equipment to Hydrogen (2019). Data for Hydrogen Furnaces (Refining/Chemicals). | Hy4Heat WP6: Conversion of Industrial Heating Equipment to Hydrogen (2019). Data for Hydrogen Furnaces (Refining/Chemicals). | To reflect equipment progression from FOAK to SOAk to NOAK, costs assumed to decrease by 1% of base value year on year from 2025 to 2045. result is costs in 2045 are 80% of costs in 2025. | N/A | Equipment is only suitable for replacing the same type of equipment (e..g. Dryer for Dryer). Some exceptions - electric boiler + grid connection replacing CHP. | Fixed Opex assumed at 2% of capex.
Heat Pump - High Temperature (Steam) | Industry - Heat Pumps | Industrial Fuel Switching Engagement Study (BEIS, 2018). Data for Closed-Loop Heat Pumps (with 25% substitution rate). | Industrial Fuel Switching Engagement Study (BEIS, 2018). Data for Closed-Loop Heat Pumps (with 25% substitution rate). | Industrial Fuel Switching Engagement Study (BEIS, 2018). Data for Closed-Loop Heat Pumps (with 25% substitution rate). | To reflect equipment progression from FOAK to SOAk to NOAK, costs assumed to decrease by 1% of base value year on year from 2025 to 2045. result is costs in 2045 are 80% of costs in 2025. | N/A | Equipment is only suitable for replacing the same type of equipment (e..g. Dryer for Dryer). Some exceptions - electric boiler + grid connection replacing CHP. | Fixed Opex assumed at 2% of capex.
Heat Pump - Medium Temperature (Hot Water) | Industry - Heat Pumps | Industrial Fuel Switching Engagement Study (BEIS, 2018). Data for Closed-Loop Heat Pumps (adjusted to 100% substitution rate). | Industrial Fuel Switching Engagement Study (BEIS, 2018). Data for Closed-Loop Heat Pumps (adjusted to 100% substitution rate). | Industrial Fuel Switching Engagement Study (BEIS, 2018). Data for Closed-Loop Heat Pumps (adjusted to 100% substitution rate). | To reflect equipment progression from FOAK to SOAk to NOAK, costs assumed to decrease by 1% of base value year on year from 2025 to 2045. result is costs in 2045 are 80% of costs in 2025. | N/A | Equipment is only suitable for replacing the same type of equipment (e..g. Dryer for Dryer). Some exceptions - electric boiler + grid connection replacing CHP. | Fixed Opex assumed at 2% of capex.
Electric Kiln | Industry - Kiln (Ceramics) | Industrial Fuel Switching Engagement Study (BEIS, 2018). Data for Electric Ceramic Tunnel Kilns. | Industrial Fuel Switching Engagement Study (BEIS, 2018). Data for Electric Ceramic Tunnel Kilns. | Industrial Fuel Switching Engagement Study (BEIS, 2018). Data for Electric Ceramic Tunnel Kilns. | To reflect equipment progression from FOAK to SOAk to NOAK, costs assumed to decrease by 1% of base value year on year from 2025 to 2045. result is costs in 2045 are 80% of costs in 2025. | N/A | Equipment is only suitable for replacing the same type of equipment (e..g. Dryer for Dryer). Some exceptions - electric boiler + grid connection replacing CHP. | Fixed Opex assumed at 2% of capex.
Hydrogen Kiln | Industry - Kiln (Ceramics) | Hy4Heat WP6: Conversion of Industrial Heating Equipment to Hydrogen (2019). Data for Hydrogen Ceramics Kiln. | Hy4Heat WP6: Conversion of Industrial Heating Equipment to Hydrogen (2019). Data for Hydrogen Ceramics Kiln. | Hy4Heat WP6: Conversion of Industrial Heating Equipment to Hydrogen (2019). Data for Hydrogen Ceramics Kiln. | To reflect equipment progression from FOAK to SOAk to NOAK, costs assumed to decrease by 1% of base value year on year from 2025 to 2045. result is costs in 2045 are 80% of costs in 2025. | N/A | Equipment is only suitable for replacing the same type of equipment (e..g. Dryer for Dryer). Some exceptions - electric boiler + grid connection replacing CHP. | Fixed Opex assumed at 2% of capex.
Electric Oven | Industry - Oven | IR oven - https://arena.gov.au/assets/2019/11/appendices-renewable-energy-options-for-industrial-process-heat.pdf, Industrial Fuel Switching Engagement Study (BEIS, 2018). Data for Electric Infrared Heaters. | IR oven - https://arena.gov.au/assets/2019/11/appendices-renewable-energy-options-for-industrial-process-heat.pdf, Industrial Fuel Switching Engagement Study (BEIS, 2018). Data for Electric Infrared Heaters. | IR oven - https://arena.gov.au/assets/2019/11/appendices-renewable-energy-options-for-industrial-process-heat.pdf, Industrial Fuel Switching Engagement Study (BEIS, 2018). Data for Electric Infrared Heaters. | To reflect equipment progression from FOAK to SOAk to NOAK, costs assumed to decrease by 1% of base value year on year from 2025 to 2045. result is costs in 2045 are 80% of costs in 2025. | N/A | Equipment is only suitable for replacing the same type of equipment (e..g. Dryer for Dryer). Some exceptions - electric boiler + grid connection replacing CHP. | Fixed Opex assumed at 2% of capex.
Hydrogen Oven | Industry - Oven | Hy4Heat WP6: Conversion of Industrial Heating Equipment to Hydrogen (2019). Data for Hydrogen Ovens. | Hy4Heat WP6: Conversion of Industrial Heating Equipment to Hydrogen (2019). Data for Hydrogen Ovens. | Hy4Heat WP6: Conversion of Industrial Heating Equipment to Hydrogen (2019). Data for Hydrogen Ovens. | To reflect equipment progression from FOAK to SOAk to NOAK, costs assumed to decrease by 1% of base value year on year from 2025 to 2045. result is costs in 2045 are 80% of costs in 2025. | N/A | Equipment is only suitable for replacing the same type of equipment (e..g. Dryer for Dryer). Some exceptions - electric boiler + grid connection replacing CHP. | Fixed Opex assumed at 2% of capex.
HP | Industry - Refrigeration | N/A | N/A | N/A | To reflect equipment progression from FOAK to SOAk to NOAK, costs assumed to decrease by 1% of base value year on year from 2025 to 2045. result is costs in 2045 are 80% of costs in 2025. | N/A | Equipment is only suitable for replacing the same type of equipment (e..g. Dryer for Dryer). Some exceptions - electric boiler + grid connection replacing CHP. | Fixed Opex assumed at 2% of capex.
Biomass Boiler | Industry - Steam Boilers | Industrial Fuel Switching Engagement Study (BEIS, 2018). Data for Biomass Steam Boiler (large). | Industrial Fuel Switching Engagement Study (BEIS, 2018). Data for Biomass Steam Boiler (large). | Industrial Fuel Switching Engagement Study (BEIS, 2018). Data for Biomass Steam Boiler (large). | To reflect equipment progression from FOAK to SOAk to NOAK, costs assumed to decrease by 1% of base value year on year from 2025 to 2045. result is costs in 2045 are 80% of costs in 2025. | N/A | Equipment is only suitable for replacing the same type of equipment (e..g. Dryer for Dryer). Some exceptions - electric boiler + grid connection replacing CHP. | Fixed Opex assumed at 2% of capex.
Electric Boiler | Industry - Steam Boilers | Industrial Fuel Switching Engagement Study (BEIS, 2018). Data for Electric Steam Boiler (large). | Industrial Fuel Switching Engagement Study (BEIS, 2018). Data for Electric Steam Boiler (large). | Industrial Fuel Switching Engagement Study (BEIS, 2018). Data for Electric Steam Boiler (large). | To reflect equipment progression from FOAK to SOAk to NOAK, costs assumed to decrease by 1% of base value year on year from 2025 to 2045. result is costs in 2045 are 80% of costs in 2025. | N/A | Equipment is only suitable for replacing the same type of equipment (e..g. Dryer for Dryer). Some exceptions - electric boiler + grid connection replacing CHP. | Fixed Opex assumed at 2% of capex.
Hydrogen Boiler | Industry - Steam Boilers | Hy4Heat WP6: Conversion of Industrial Heating Equipment to Hydrogen (2019). Data for Hydrogen Steam Boiler. | Hy4Heat WP6: Conversion of Industrial Heating Equipment to Hydrogen (2019). Data for Hydrogen Steam Boiler. | Hy4Heat WP6: Conversion of Industrial Heating Equipment to Hydrogen (2019). Data for Hydrogen Steam Boiler. | To reflect equipment progression from FOAK to SOAk to NOAK, costs assumed to decrease by 1% of base value year on year from 2025 to 2045. result is costs in 2045 are 80% of costs in 2025. | N/A | Equipment is only suitable for replacing the same type of equipment (e..g. Dryer for Dryer). Some exceptions - electric boiler + grid connection replacing CHP. | Fixed Opex assumed at 2% of capex.
Additional costs assumptions
Technology | Sector | Cost reference | Other key assumptions
Resistive electrical wiring | Buildings - Domestic, Non-domestic and Agriculture | Evidence gathering for electric options in off-gas grid homes, BEIS (2019) | Cost imposed if resistive electrical wiring installed for the first time.
Storage electrical wiring | Buildings - Domestic, Non-domestic and Agriculture | Evidence gathering for electric options in off-gas grid homes, BEIS (2019) | Cost imposed if storage electrical wiring installed for the first time.
Wet heating system removal | Buildings - Domestic, Non-domestic and Agriculture | Evidence gathering for electric options in off-gas grid homes, BEIS (2019) | Cost imposed if a building moves from a boiler or heat pump to electric resistive or storage heating.
Wet heating system addition | Buildings - Domestic, Non-domestic and Agriculture | Evidence gathering for electric options in off-gas grid homes, BEIS (2019) | Cost imposed if a building moves from electric resistive or storage heating to a boiler or heat pump.
Replacement of cooker/hob | Buildings - Domestic, Non-domestic and Agriculture | Analysis of Alternative UK Heat Decarbonisation Pathways, Imperial College for CCC (2018) | Cost imposed if a domestic dwelling moves off of a gas boiler.
Hydrogen in-building pipework and hyready boiler switchover | Buildings - Domestic, Non-domestic and Agriculture | Hydrogen supply chain evidence base, BEIS (2018) | Cost imposed if a building switches from gas to hydrogen supply.
Buffer tank | Buildings - Domestic, Non-domestic and Agriculture | Cost of buffer tank and cylinder with margin, based on the UK's 6th Carbon Budget assumptions, and: https://ampair.co.uk/wp-content/uploads/2019/05/UK-A2W-PRICE-LIST-AMP-19-LR.pdf https://www.kensaheatpumps.com/accessory/buffer-tanks/ | Assumed to be required for 50% of heat pumps due to mixed evidence from stakeholders
Hot water cylinder | Buildings - Domestic, Non-domestic and Agriculture | Evidence gathering for electric options in off-gas grid homes, BEIS (2019) | Assumes market typical costs for 180 L storage
Boiler decommissioning | Buildings - Domestic, Non-domestic and Agriculture | Analysis of Alternative UK Heat Decarbonisation Pathways, Imperial College for CCC (2018). For non-domestic costs, scaled from domestic based on assumption of fixed cost/boiler for different sizes of boilers | Includes decommissioning of other non-cooking gas appliances
Radiator upgrades | Buildings - Domestic, Non-domestic and Agriculture | Hybrid Heat Pumps, BEIS (2017) | Applied in dwellings with existing wet heating system, when existing radiators estimated to be insufficient to supply peak heat demand
Communal distribution system | Buildings - Domestic, Non-domestic and Agriculture | Element Energy modelling for private sector client (2018) | Includes heat exchange unit and meter Flats: 2.5m service pipe per flat, 10m lateral pipe and 3.1m heat riser per floor, building pump and installation and labour costs Terraces: 30m external pipeline per communal heating system and 2.5m service pipe per house, including installation and trenching
Additional gas network connection | Buildings - Domestic, Non-domestic and Agriculture | The total number of non-gas domestic properties within 30m of the Irish gas grid (466,929) was taken from 'Access to and consumption of natural gas: Spatial and socio-demographic drivers' (Curtis et al., 2020). The percentage of properties within 15m (55%) and between 15m and 20m (31%) was also taken from this paper. Only domestic properties within 20m of the gas grid were assumed to be suitable for connection to the gas grid. For these properties, the average cost of connection to the gas network was calculated according to Gas Networks Ireland's fixed and variable connection costs, found at: https://www.gasnetworks.ie/home/get-connected/connection-costs/. These were taken as a flat rate of €249.70 for homes within 15m of the gas grid, and an additional cost of €51.32 per metre over 15m. Properties between 15m and 20m were assumed on average to lie 17.5m from the gas grid. The mean connection cost of the 401,599 homes within 20m of the gas grid was calculated at €289.47. This price was assumed to be the same for non-domestic dwellings. This is the case for properties with less than 93,200 kWh of annual gas consumption, according to Gas Networks Ireland. For properties with a predicted annual gas demand of greater than 93,200 kWh, prices are not publicly available. | Cost imposed if a building connects to the gas network for the first time, for either gas or hydrogen usage.
Section | Assumption | Source
Technology suitability - Buildings | HPs in residential archetypes; suitability is 100% - MAX(% of archetype that is space constrained, % of archetype that cannot have a hot water storage). | BER dataset for size and presence of hot water storage.
Technology suitability - Buildings | HPs in commercial & public buildings; suitability is 100% - (% of archetype that has fewer than 30m^2 floor space, according to BER data) | BER dataset
Technology suitability - Buildings | Direct electric heating; for residential archetypes, if the peak heating demand was above the fuse limit of the archetype, the building was considered as unsuitable for direct electric heating. All public & commercial archetypes were considered as suitable for direct electric heating. | Fuse limit of 80 A assumed for residential based on Evidence gathering for electric options in off-gas grid homes, BEIS (2019)
Technology suitability - Buildings | Solid biomass, bioLPG, bioliquid boilers for residential archetypes; apartments were considered as unsuitable for this technology. If the counterfactual heating system is a solid boiler or an oil boiler, the archetype was considered suitable for this technology. If the counterfactual heating system is not one of these two technologies, then the suitability is 100% - (% of space constrained in that archetype) | BER dataset; the smallest 20% of residential buildings are assumed to be space constrained.
Technology suitability - Buildings | Solid biomass, bioLPG, bioliquid boilers for commercial & public archetypes; all buildings with a floor area over 30m^2 squared were considered suitable for these technologies
Technology suitability - Buildings | Hydrogen and biomethane boilers; For all residential, commercial & public archetypes, if the existing heating system is a gas boiler, then the archetype is considered suitable. If the existing heating system is not a gas boiler, then the suitability is assumed to be 40% (equal to the % of non-gas domestic properties within close proximity of the gas grid) | Curtis et al. (2020) - Access to and consumption of natural gas: Spatial and socio-demographic drivers
Technology suitability - Buildings | Hybrid (ASHP + gas boiler); For all residential, commercial & public archetypes, the suitability was assumed to be equal to the product of the suitability for a gas boiler and an ASHP
Technology suitability - Buildings | Hybrid (ASHP + bioliquid boiler); for residential archetypes, the suitability was assumed to be equal to the product of the suitability for an ASHP system & a bioliquid boiler. For commercial & public archetypes, all properties with floor area > 30m^2 were assumed to be suitable for this system.
Technology suitability - Buildings | Hybrid (ASHP + hydrogen boiler); for all residential, commercial & public archetypes, the suitability was assumed to be equal to the product of th suitability of the standalone ASHP & hydrogen boiler systems
Technology suitability - Buildings | District heating; all residential, commercial & public archetypes were assumed to be suitable for district heating
Technology suitability - Buildings | Solar thermal; 50% of non-apartment archetypes were assumed to have roofs suitable for solar thermal heating systems
Technology suitability - Buildings | Electric storage; for residential archetypes, if the peak heating demand was greater than the archetype's fuse limit, the building was assumed to be unsuitable for electric storage heating
Technology suitability - Buildings | Electric resistive + hot water heat pump; for domestic properties, the suitability for this technology was assumed to be equal to the suitability of a standalone electric resistive heating system
Technology suitability - Buildings | Solar PV (for hot water); 50% of non-apartment archetypes were assumed to have roofs suitable for solar PV systems
Technology suitability - Buildings | Communal heat pump; Only residential, apartment archetypes were assumed to be suitable for this technology

## Technology List
Technology List for WS3
A sheet listing the technologies considered within WS3 of the NCA project, and thus considered for the whole project, for domestic and non-domestic buildings and in industry.
| Low carbon technologies for buildings |  |  |  |  | Low carbon technologies for industry
| # | Technology | Included for domestic? | Included for non-domestic? | TRL | # | Sector | Technology | TRL
HP | 1 | ASHP | Y | Y | 9 | 1 | Cement/Lime Kiln | Mixed Fuel Kiln + Calciner (high % biomass and waste fuel) | 4-7
HP | 2 | GSHP | Y | Y | 9 | 2 | Cement/Lime Kiln | Hydrogen Kiln (Lime only) | 6-9
HP | 3 | High T ASHP | Y | Y | 9 | 3 | Kiln (Ceramics) | Hydrogen Kiln | 6-9
HP | 4 | High T GSHP | Y | Y | 9 | 4 | Kiln (Ceramics) | Electric Kiln | 4-7
HP | 5 | Communal ASHP | Y | N | 9 | 5 | Steam Boilers | Industrial Hydrogen Boiler | 6-9
DE | 6 | Electric storage | Y | N | 9 | 6 | Steam Boilers | Electric Boiler | 9
DE | 7 | Electric resistive | Y | Y | 9 | 7 | Steam Boilers | Biomass Boiler | 9
B | 8 | Solid biomass boiler | Y | Y | 9 | 8 | Heat Pumps | Heat Pump - Medium Temperature (Hot Water) | 9
B | 9 | BioLPG boiler | Y | Y | 9 | 9 | Heat Pumps | Heat Pump - High Temperature (Steam) | 4-7
B | 10 | Bioliquid boiler (B100) | Y | Y | 9 | 10 | CHP replacements | Hydrogen CHP | 5-8
B | 11 | Hydrogen boiler | Y | Y | 5-7 | 11 | CHP replacements | Biomass CHP | 9
B | 12 | Biomethane boiler | Y | Y | 5-7 | 12 | CHP replacements | Electric Boiler + Grid Connection | 9
HHP | 13 | Hybrid (ASHP + gas boiler) - HW storage | Y | Y | 9 | 13 | Oven | Hydrogen Oven | 4-7
HHP | 14 | Hybrid (ASHP + bioliquid boiler) - HW storage | Y | Y | 9 | 14 | Oven | Electric Oven | 5-8
HHP | 15 | Hybrid (ASHP + hydrogen boiler) - HW storage | Y | Y | 5-7 | 15 | Furnace | Hydrogen Furnace | 4-7
HHP | 16 | Electric resistive + HW HP | Y | N | 9 | 16 | Furnace | Electric Furnace | 4-9
DH | 17 | District heating | Y | Y | 9 | 17 | Dryer | Hydrogen Dryer | 4-7
HHP | 18 | ASHP + solar thermal | Y | Y | 9 | 18 | Dryer | Electric Dryer | 5-9
BH | 19 | Bioliquid boiler + solar thermal | Y | Y | 9 | 19 | Refrigeration | HP | 9
BH | 20 | Hydrogen boiler + solar thermal | Y | Y | 5-7
HHP | 21 | ASHP + solar PV HW | Y | Y | 9 |  | Note there are many different intepretations of the TRL scale, with many different organisations using different versions. Here we have estimated according to hte Horizon 2020 TRL scale, however this is very much an estimate
HP | 22 | Air conditioning (HP) for space cooling | N | Y | 9 |  | https://ec.europa.eu/research/participants/data/ref/h2020/wp/2014_2015/annexes/h2020-wp1415-annex-g-trl_en.pdf

## Technology Suitability - Buildi
Technology Suitability Mappings
Sheet with suitabilities for each technology and each consumer archetype considered in WS3 of the NCA project
Suitability mapping for each technology in each archetype
[16 empty] | Commercial/public only | Commercial/public only | Commercial/public only | Commercial/public only | domestic only | domestic only | domestic only | domestic only | domestic only | domestic only
Building ID | Subsector | Building type | Size | HVAC type | Heating | Wall condition | Window condition | Building structure | Space heating demand (MWh) | Hot water demand (MWh) | Electricity consumption (MWh) | Cooling consumption (MWh) | Age | Stock | Fuel use (MWh) | Space heating fuel use (MWh) | Hot water fuel use (MWh) | Cooling fuel use (MWh) | Other electricity fuel use (MWh) | Heritage % | No HW storage % | Space constrained % | BER SH heating % | BER HW % | Floor area / m^2 | Specific heat demand (kWh/m2) | Rebound-corrected specific heat demand (kWh/m2) | Peak demand / kW | Peak demand / W/m^2 | Rebound-corrected peak demand (W/m2) | HLI (rebound-corrected) | ND stock with floor area over threshold / % | ASHP | GSHP | High T ASHP | High T GSHP | Electric heating | Commercial electric heating | Solid biomass boiler | BioLPG boiler | Bioliquid boiler (B100) | Hydrogen boiler | Biomethane boiler | Hybrid (ASHP + gas boiler) - HW storage | Hybrid (ASHP + bioliquid boiler) - HW storage | Hybrid (ASHP + hydrogen boiler) - HW storage | District heating | ASHP + solar thermal | Hydrogen boiler + solar thermal | Electric storage | Electric storage heating + solar thermal | Electric resistive | Electric resistive + HW HP | Gas boiler | Oil boiler | Solid boiler | ASHP + solar PV HW | Communal ASHP | Bioliquid boiler + solar thermal
1 | Commercial | Hotel | Large | Heating and Cooling, Mechanical Ventilation | Commercial electric heating | Good | Good | Detached | 152.2742 | 105.4045 | 305.8789 | 1200.9217 | Existing | 40.7864 | 1226.5177 | 189.2078 | 130.9701 | 600.4608 | 305.8789 | [5 empty] | 7439.25 | 25.4337 | 25.4337 | 75.8945 | 10.2019 | 10.2019 | 0.44356 | 100% | 100% | 100% | 100% | 100% | 0% | 100% | 0% | 100% | 100% | 34.96% | 34.96% | 34.96% | 100% | 34.96% | 100% | 50% | 17.48% | 0% | 0% | 100% | 0% | 0% | 0% | 0% | 0% | 0% | 50%
2 | Commercial | Hotel | Large | Heating only, Natural Ventilation | Commercial electric heating | Good | Poor | Detached | 111.9912 | 321.5059 | 54.9785 | 0 | Existing | 81.5729 | 465.4772 | 106.0497 | 304.4491 | 0 | 54.9785 | [5 empty] | 4014.125 | 26.4191 | 26.4191 | 55.8172 | 13.9052 | 13.9052 | 0.60457 | 100% | 100% | 100% | 100% | 100% | 0% | 100% | 0% | 100% | 100% | 34.96% | 34.96% | 34.96% | 100% | 34.96% | 100% | 50% | 17.48% | 0% | 0% | 100% | 0% | 0% | 0% | 0% | 0% | 0% | 50%
3 | Commercial | Hotel | Large | Heating and Cooling, Mechanical Ventilation | Gas boiler | Good | Poor | Detached | 300.1327 | 604.147 | 189.5352 | 477.1702 | Existing | 407.8644 | 1336.624 | 300.1327 | 604.147 | 242.8091 | 189.5352 | [5 empty] | 8082.95 | 37.1316 | 37.1316 | 149.5882 | 18.5066 | 18.5066 | 0.80464 | 100% | 100% | 100% | 100% | 100% | 0% | 0% | 0% | 100% | 100% | 100% | 100% | 100% | 100% | 100% | 100% | 50% | 50% | 0% | 0% | 100% | 0% | 100% | 0% | 0% | 0% | 0% | 50%
4 | Commercial | Hotel | Large | Heating and Cooling, Mechanical Ventilation | Gas boiler | Good | Good | Detached | 258.0643 | 534.3641 | 105.6614 | 235.6756 | Existing | 377.2746 | 993.7272 | 258.0643 | 534.3641 | 95.6373 | 105.6614 | [5 empty] | 6878.4324 | 37.5179 | 37.5179 | 128.621 | 18.6992 | 18.6992 | 0.81301 | 100% | 100% | 100% | 100% | 100% | 0% | 0% | 0% | 100% | 100% | 100% | 100% | 100% | 100% | 100% | 100% | 50% | 50% | 0% | 0% | 100% | 0% | 100% | 0% | 0% | 0% | 0% | 50%
5 | Commercial | Hotel | Large | Heating only, Natural Ventilation | Gas boiler | Poor | Poor | Detached | 323.38 | 321.1373 | 60.1936 | 0 | Existing | 948.2848 | 856.2142 | 399.3952 | 396.6253 | 0 | 60.1936 | [5 empty] | 3869 | 103.2296 | 103.2296 | 161.1748 | 41.658 | 41.658 | 1.8112 | 100% | 100% | 100% | 100% | 100% | 0% | 0% | 0% | 100% | 100% | 100% | 100% | 100% | 100% | 100% | 100% | 50% | 50% | 0% | 0% | 100% | 0% | 100% | 0% | 0% | 0% | 0% | 50%
6 | Commercial | Hotel | Large | Heating and Cooling, Mechanical Ventilation | Oil boiler | Good | Poor | Detached | 241.4145 | 301.1097 | 106.6158 | 289.0098 | Existing | 112.1627 | 876.2679 | 277.4918 | 346.1078 | 146.0525 | 106.6158 | [5 empty] | 5241.9091 | 52.9372 | 52.9372 | 120.3227 | 22.954 | 22.954 | 0.998 | 100% | 100% | 100% | 100% | 100% | 0% | 0% | 100% | 100% | 100% | 34.96% | 34.96% | 34.96% | 100% | 34.96% | 100% | 50% | 17.48% | 0% | 0% | 100% | 0% | 0% | 100% | 0% | 0% | 0% | 50%
7 | Commercial | Hotel | Large | Heating and Cooling, Mechanical Ventilation | Oil boiler | Good | Good | Detached | 71.6599 | 198.0949 | 52.255 | 199.0912 | Existing | 61.1797 | 400.8364 | 71.6599 | 198.0949 | 78.8266 | 52.255 | [5 empty] | 3164.6667 | 22.6437 | 22.6437 | 35.7158 | 11.2858 | 11.2858 | 0.49069 | 100% | 100% | 100% | 100% | 100% | 0% | 0% | 100% | 100% | 100% | 34.96% | 34.96% | 34.96% | 100% | 34.96% | 100% | 50% | 17.48% | 0% | 0% | 100% | 0% | 0% | 100% | 0% | 0% | 0% | 50%
8 | Commercial | Hotel | Large | Heating only, Natural Ventilation | Oil boiler | Good | Good | Detached | 157.6865 | 194.2579 | 40.3344 | 0 | Existing | 122.3593 | 459.9316 | 187.9979 | 231.5993 | 0 | 40.3344 | [5 empty] | 3398.5 | 55.3179 | 55.3179 | 78.592 | 23.1255 | 23.1255 | 1.0055 | 100% | 100% | 100% | 100% | 100% | 0% | 0% | 100% | 100% | 100% | 34.96% | 34.96% | 34.96% | 100% | 34.96% | 100% | 50% | 17.48% | 0% | 0% | 100% | 0% | 0% | 100% | 0% | 0% | 0% | 50%
9 | Commercial | Hotel | Large | Heating only, Natural Ventilation | Oil boiler | Good | Poor | Detached | 115.9538 | 218.7997 | 38.2262 | 0 | Existing | 305.8983 | 394.9613 | 123.5679 | 233.1672 | 0 | 38.2262 | [5 empty] | 2485.7 | 49.7115 | 49.7115 | 57.7922 | 23.2499 | 23.2499 | 1.0109 | 100% | 100% | 100% | 100% | 100% | 0% | 0% | 100% | 100% | 100% | 34.96% | 34.96% | 34.96% | 100% | 34.96% | 100% | 50% | 17.48% | 0% | 0% | 100% | 0% | 0% | 100% | 0% | 0% | 0% | 50%
10 | Commercial | Hotel | Small | Heating only, Natural Ventilation | Oil boiler | Good | Poor | Detached | 28.6341 | 31.4577 | 8.8634 | 0 | Existing | 3822.5378 | 85.3285 | 36.4361 | 40.029 | 0 | 8.8634 | [5 empty] | 437.4722 | 83.2878 | 83.2878 | 14.2715 | 32.6225 | 32.6225 | 1.4184 | 100% | 100% | 100% | 100% | 100% | 0% | 0% | 100% | 100% | 100% | 34.96% | 34.96% | 34.96% | 100% | 34.96% | 100% | 50% | 17.48% | 0% | 0% | 100% | 0% | 0% | 100% | 0% | 0% | 0% | 50%
11 | Commercial | Hotel | Small | Heating only, Natural Ventilation | Oil boiler | Good | Good | Detached | 13.7017 | 21.6158 | 6.4384 | 0 | Existing | 1486.5425 | 49.2407 | 16.6055 | 26.1968 | 0 | 6.4384 | [5 empty] | 350.4286 | 47.3864 | 47.3864 | 6.829 | 19.4877 | 19.4877 | 0.84729 | 100% | 100% | 100% | 100% | 100% | 0% | 0% | 100% | 100% | 100% | 34.96% | 34.96% | 34.96% | 100% | 34.96% | 100% | 50% | 17.48% | 0% | 0% | 100% | 0% | 0% | 100% | 0% | 0% | 0% | 50%
12 | Commercial | Office | Large | Heating and Cooling, Mechanical Ventilation | Commercial electric heating | Good | Good | Detached | 102.8893 | 25.7483 | 39.4211 | 231.0976 | Existing | 264.8577 | 175.234 | 42.1608 | 10.5508 | 83.1012 | 39.4211 | [5 empty] | 3001.9886 | 14.0443 | 14.0443 | 51.2808 | 17.0823 | 17.0823 | 0.74271 | 100% | 100% | 100% | 100% | 100% | 0% | 100% | 0% | 100% | 100% | 34.96% | 34.96% | 34.96% | 100% | 34.96% | 100% | 50% | 17.48% | 0% | 0% | 100% | 0% | 0% | 0% | 0% | 0% | 0% | 50%
13 | Commercial | Office | Large | Heating and Cooling, Mechanical Ventilation | Commercial electric heating | Good | Poor | Detached | 137.7473 | 25.3852 | 38.996 | 246.651 | Existing | 233.2554 | 240.9506 | 70.669 | 13.0235 | 118.262 | 38.996 | [5 empty] | 2407.7226 | 29.351 | 29.351 | 68.6542 | 28.5142 | 28.5142 | 1.2397 | 100% | 100% | 100% | 100% | 100% | 0% | 100% | 0% | 100% | 100% | 34.96% | 34.96% | 34.96% | 100% | 34.96% | 100% | 50% | 17.48% | 0% | 0% | 100% | 0% | 0% | 0% | 0% | 0% | 0% | 50%
14 | Commercial | Office | Large | Heating only, Mechanical Ventilation | Commercial electric heating | Poor | Poor | Detached | 217.6232 | 5.8696 | 39.7264 | 0 | Existing | 6.0195 | 254.6196 | 209.2494 | 5.6438 | 0 | 39.7264 | [5 empty] | 1689.75 | 123.8346 | 123.8346 | 108.4649 | 64.1899 | 64.1899 | 2.7909 | 100% | 100% | 100% | 100% | 100% | 0% | 100% | 0% | 100% | 100% | 34.96% | 34.96% | 34.96% | 100% | 34.96% | 100% | 50% | 17.48% | 0% | 0% | 100% | 0% | 0% | 0% | 0% | 0% | 0% | 50%
15 | Commercial | Office | Large | Heating only, Natural Ventilation | Commercial electric heating | Poor | Poor | Detached | 212.6848 | 16.8902 | 43.4018 | 0 | Existing | 123.3996 | 257.5927 | 198.4326 | 15.7583 | 0 | 43.4018 | [5 empty] | 2303.1341 | 86.1576 | 86.1576 | 106.0036 | 46.0258 | 46.0258 | 2.0011 | 100% | 100% | 100% | 100% | 100% | 0% | 100% | 0% | 100% | 100% | 34.96% | 34.96% | 34.96% | 100% | 34.96% | 100% | 50% | 17.48% | 0% | 0% | 100% | 0% | 0% | 0% | 0% | 0% | 0% | 50%
16 | Commercial | Office | Large | Heating only, Natural Ventilation | Commercial electric heating | Good | Poor | Detached | 77.8076 | 6.4187 | 50.9724 | 0 | Existing | 30.0975 | 129.6178 | 72.6519 | 5.9934 | 0 | 50.9724 | [5 empty] | 1992.5 | 36.4627 | 36.4627 | 38.7798 | 19.4629 | 19.4629 | 0.84621 | 100% | 100% | 100% | 100% | 100% | 0% | 100% | 0% | 100% | 100% | 34.96% | 34.96% | 34.96% | 100% | 34.96% | 100% | 50% | 17.48% | 0% | 0% | 100% | 0% | 0% | 0% | 0% | 0% | 0% | 50%
17 | Commercial | Office | Large | Heating and Cooling, Mechanical Ventilation | Gas boiler | Good | Good | Detached | 167.1069 | 34.9156 | 89.1458 | 498.4451 | Existing | 588.4055 | 461.5519 | 167.1069 | 34.9156 | 170.3836 | 89.1458 | [5 empty] | 6501.4066 | 25.7032 | 25.7032 | 83.2872 | 12.8106 | 12.8106 | 0.55698 | 100% | 100% | 100% | 100% | 100% | 0% | 0% | 0% | 100% | 100% | 100% | 100% | 100% | 100% | 100% | 100% | 50% | 50% | 0% | 0% | 100% | 0% | 100% | 0% | 0% | 0% | 0% | 50%
18 | Commercial | Office | Large | Heating and Cooling, Mechanical Ventilation | Gas boiler | Good | Poor | Detached | 284.5486 | 33.7736 | 86.8484 | 422.4253 | Existing | 341.6063 | 626.0055 | 307.219 | 36.4643 | 195.4737 | 86.8484 | [5 empty] | 4588.0881 | 66.9601 | 66.9601 | 141.821 | 30.9107 | 30.9107 | 1.3439 | 100% | 100% | 100% | 100% | 100% | 0% | 0% | 0% | 100% | 100% | 100% | 100% | 100% | 100% | 100% | 100% | 50% | 50% | 0% | 0% | 100% | 0% | 100% | 0% | 0% | 0% | 0% | 50%
19 | Commercial | Office | Large | Heating only, Natural Ventilation | Gas boiler | Good | Good | Detached | 127.5779 | 18.0865 | 54.9898 | 0 | Existing | 60.1949 | 204.8756 | 131.2751 | 18.6107 | 0 | 54.9898 | [5 empty] | 3246.975 | 40.43 | 40.43 | 63.5857 | 19.5831 | 19.5831 | 0.85144 | 100% | 100% | 100% | 100% | 100% | 0% | 0% | 0% | 100% | 100% | 100% | 100% | 100% | 100% | 100% | 100% | 50% | 50% | 0% | 0% | 100% | 0% | 100% | 0% | 0% | 0% | 0% | 50%
20 | Commercial | Office | Large | Heating only, Natural Ventilation | Gas boiler | Good | Poor | Detached | 390.2617 | 11.8928 | 37.2568 | 0 | Existing | 109.8558 | 498.3101 | 447.4187 | 13.6346 | 0 | 37.2568 | [5 empty] | 2490.5205 | 179.6486 | 179.6486 | 194.5091 | 78.0998 | 78.0998 | 3.3956 | 100% | 100% | 100% | 100% | 100% | 0% | 0% | 0% | 100% | 100% | 100% | 100% | 100% | 100% | 100% | 100% | 50% | 50% | 0% | 0% | 100% | 0% | 100% | 0% | 0% | 0% | 0% | 50%
21 | Commercial | Office | Large | Heating only, Natural Ventilation | Oil boiler | Good | Poor | Detached | 129.2964 | 4.6299 | 23.8451 | 0 | Existing | 16.5536 | 180.3623 | 151.1064 | 5.4109 | 0 | 23.8451 | [5 empty] | 1932.3636 | 78.1977 | 78.1977 | 64.4422 | 33.3489 | 33.3489 | 1.45 | 100% | 100% | 100% | 100% | 100% | 0% | 0% | 100% | 100% | 100% | 34.96% | 34.96% | 34.96% | 100% | 34.96% | 100% | 50% | 17.48% | 0% | 0% | 100% | 0% | 0% | 100% | 0% | 0% | 0% | 50%
22 | Commercial | Office | Large | Heating only, Natural Ventilation | Oil boiler | Good | Poor | Detached | 129.2964 | 4.6299 | 23.8451 | 0 | Existing | 16.5536 | 180.3623 | 151.1064 | 5.4109 | 0 | 23.8451 | [5 empty] | 1932.3636 | 78.1977 | 78.1977 | 64.4422 | 33.3489 | 33.3489 | 1.45 | 100% | 100% | 100% | 100% | 100% | 0% | 0% | 100% | 100% | 100% | 34.96% | 34.96% | 34.96% | 100% | 34.96% | 100% | 50% | 17.48% | 0% | 0% | 100% | 0% | 0% | 100% | 0% | 0% | 0% | 50%
23 | Commercial | Office | Small | Heating and Cooling, Mechanical Ventilation | Commercial electric heating | Good | Good | Detached | 12.7603 | 2.299 | 4.782 | 39.9995 | Existing | 1196.8559 | 30.1546 | 6.1153 | 1.1018 | 18.1555 | 4.782 | [5 empty] | 275.3316 | 22.2108 | 22.2108 | 6.3598 | 23.0988 | 23.0988 | 1.0043 | 96.65% | 96.65% | 96.65% | 96.65% | 96.65% | 0% | 100% | 0% | 96.65% | 96.65% | 34.96% | 34.96% | 33.79% | 96.65% | 33.79% | 100% | 48.32% | 17.48% | 0% | 0% | 100% | 0% | 0% | 0% | 0% | 0% | 0% | 48.32%
24 | Commercial | Office | Small | Heating and Cooling, Mechanical Ventilation | Commercial electric heating | Good | Good | Terraced | 12.7603 | 2.299 | 4.782 | 39.9995 | Existing | 1196.8559 | 30.1546 | 6.1153 | 1.1018 | 18.1555 | 4.782 | [5 empty] | 275.3316 | 22.2108 | 22.2108 | 6.3598 | 23.0988 | 23.0988 | 1.0043 | 96.65% | 96.65% | 96.65% | 96.65% | 96.65% | 0% | 100% | 0% | 96.65% | 96.65% | 34.96% | 34.96% | 33.79% | 96.65% | 33.79% | 100% | 48.32% | 17.48% | 0% | 0% | 100% | 0% | 0% | 0% | 0% | 0% | 0% | 48.32%
25 | Commercial | Office | Small | Heating and Cooling, Mechanical Ventilation | Commercial electric heating | Good | Poor | Detached | 19.5613 | 1.9572 | 4.7222 | 30.0276 | Existing | 1878.6627 | 31.1784 | 11.0733 | 1.1079 | 14.275 | 4.7222 | [5 empty] | 287.3393 | 38.5373 | 38.5373 | 9.7495 | 33.9302 | 33.9302 | 1.4752 | 99.33% | 99.33% | 99.33% | 99.33% | 99.33% | 0% | 100% | 0% | 99.33% | 99.33% | 34.96% | 34.96% | 34.72% | 99.33% | 34.72% | 100% | 49.66% | 17.48% | 0% | 0% | 100% | 0% | 0% | 0% | 0% | 0% | 0% | 49.66%
26 | Commercial | Office | Small | Heating and Cooling, Mechanical Ventilation | Commercial electric heating | Good | Poor | Terraced | 19.5613 | 1.9572 | 4.7222 | 30.0276 | Existing | 1878.6627 | 31.1784 | 11.0733 | 1.1079 | 14.275 | 4.7222 | [5 empty] | 287.3393 | 38.5373 | 38.5373 | 9.7495 | 33.9302 | 33.9302 | 1.4752 | 99.33% | 99.33% | 99.33% | 99.33% | 99.33% | 0% | 100% | 0% | 99.33% | 99.33% | 34.96% | 34.96% | 34.72% | 99.33% | 34.72% | 100% | 49.66% | 17.48% | 0% | 0% | 100% | 0% | 0% | 0% | 0% | 0% | 0% | 49.66%
27 | Commercial | Office | Small | Heating only, Natural Ventilation | Commercial electric heating | Poor | Poor | Terraced | 23.6893 | 0.93064 | 2.7113 | 0 | Existing | 7052.373 | 27.0526 | 23.4212 | 0.92011 | 0 | 2.7113 | [5 empty] | 174.0419 | 134.5722 | 134.5722 | 11.8069 | 67.8396 | 67.8396 | 2.9495 | 97.1% | 97.1% | 97.1% | 97.1% | 97.1% | 0% | 100% | 0% | 97.1% | 97.1% | 34.96% | 34.96% | 33.94% | 97.1% | 33.94% | 100% | 48.55% | 17.48% | 0% | 0% | 100% | 0% | 0% | 0% | 0% | 0% | 0% | 48.55%
28 | Commercial | Office | Small | Heating only, Natural Ventilation | Commercial electric heating | Good | Good | Detached | 10.5262 | 1.2148 | 2.8379 | 0 | Existing | 1051.2068 | 14.0078 | 10.0142 | 1.1557 | 0 | 2.8379 | [5 empty] | 169.8474 | 58.9601 | 58.9601 | 5.2463 | 30.8884 | 30.8884 | 1.343 | 97.79% | 97.79% | 97.79% | 97.79% | 97.79% | 0% | 100% | 0% | 97.79% | 97.79% | 34.96% | 34.96% | 34.19% | 97.79% | 34.19% | 100% | 48.9% | 17.48% | 0% | 0% | 100% | 0% | 0% | 0% | 0% | 0% | 0% | 48.9%
29 | Commercial | Office | Small | Heating only, Natural Ventilation | Commercial electric heating | Good | Good | Terraced | 10.5262 | 1.2148 | 2.8379 | 0 | Existing | 1051.2068 | 14.0078 | 10.0142 | 1.1557 | 0 | 2.8379 | [5 empty] | 169.8474 | 58.9601 | 58.9601 | 5.2463 | 30.8884 | 30.8884 | 1.343 | 97.79% | 97.79% | 97.79% | 97.79% | 97.79% | 0% | 100% | 0% | 97.79% | 97.79% | 34.96% | 34.96% | 34.19% | 97.79% | 34.19% | 100% | 48.9% | 17.48% | 0% | 0% | 100% | 0% | 0% | 0% | 0% | 0% | 0% | 48.9%
30 | Commercial | Office | Small | Heating only, Natural Ventilation | Commercial electric heating | Poor | Poor | Detached | 23.6893 | 0.93064 | 2.7113 | 0 | Existing | 7052.373 | 27.0526 | 23.4212 | 0.92011 | 0 | 2.7113 | [5 empty] | 174.0419 | 134.5722 | 134.5722 | 11.8069 | 67.8396 | 67.8396 | 2.9495 | 97.1% | 97.1% | 97.1% | 97.1% | 97.1% | 0% | 100% | 0% | 97.1% | 97.1% | 34.96% | 34.96% | 33.94% | 97.1% | 33.94% | 100% | 48.55% | 17.48% | 0% | 0% | 100% | 0% | 0% | 0% | 0% | 0% | 0% | 48.55%
31 | Commercial | Office | Small | Heating only, Natural Ventilation | Commercial electric heating | Good | Poor | Detached | 13.2238 | 0.60993 | 2.7743 | 0 | Existing | 2258.6169 | 16.8841 | 13.4877 | 0.6221 | 0 | 2.7743 | [5 empty] | 169.6308 | 79.5118 | 79.5118 | 6.5908 | 38.854 | 38.854 | 1.6893 | 97.01% | 97.01% | 97.01% | 97.01% | 97.01% | 0% | 100% | 0% | 97.01% | 97.01% | 34.96% | 34.96% | 33.91% | 97.01% | 33.91% | 100% | 48.5% | 17.48% | 0% | 0% | 100% | 0% | 0% | 0% | 0% | 0% | 0% | 48.5%
32 | Commercial | Office | Small | Heating only, Natural Ventilation | Commercial electric heating | Good | Poor | Terraced | 13.2238 | 0.60993 | 2.7743 | 0 | Existing | 2258.6169 | 16.8841 | 13.4877 | 0.6221 | 0 | 2.7743 | [5 empty] | 169.6308 | 79.5118 | 79.5118 | 6.5908 | 38.854 | 38.854 | 1.6893 | 97.01% | 97.01% | 97.01% | 97.01% | 97.01% | 0% | 100% | 0% | 97.01% | 97.01% | 34.96% | 34.96% | 33.91% | 97.01% | 33.91% | 100% | 48.5% | 17.48% | 0% | 0% | 100% | 0% | 0% | 0% | 0% | 0% | 0% | 48.5%
33 | Commercial | Office | Small | Heating only, Natural Ventilation | Commercial electric heating | Poor | Poor | Detached | 23.6893 | 0.93064 | 2.7113 | 0 | Existing | 7052.373 | 27.0526 | 23.4212 | 0.92011 | 0 | 2.7113 | [5 empty] | 174.0419 | 134.5722 | 134.5722 | 11.8069 | 67.8396 | 67.8396 | 2.9495 | 97.1% | 97.1% | 97.1% | 97.1% | 97.1% | 0% | 100% | 0% | 97.1% | 97.1% | 34.96% | 34.96% | 33.94% | 97.1% | 33.94% | 100% | 48.55% | 17.48% | 0% | 0% | 100% | 0% | 0% | 0% | 0% | 0% | 0% | 48.55%
34 | Commercial | Office | Small | Heating only, Natural Ventilation | Gas boiler | Good | Good | Detached | 13.2873 | 1.2541 | 3.0249 | 0 | Existing | 434.8365 | 20.582 | 16.043 | 1.5142 | 0 | 3.0249 | [5 empty] | 219.5485 | 73.0725 | 73.0725 | 6.6225 | 30.1641 | 30.1641 | 1.3115 | 95.63% | 95.63% | 95.63% | 95.63% | 95.63% | 0% | 0% | 0% | 95.63% | 95.63% | 100% | 100% | 95.63% | 95.63% | 95.63% | 100% | 47.82% | 50% | 0% | 0% | 100% | 0% | 100% | 0% | 0% | 0% | 0% | 47.82%
35 | Commercial | Office | Small | Heating only, Natural Ventilation | Gas boiler | Good | Poor | Detached | 24.1528 | 1.1206 | 3.6762 | 0 | Existing | 916.1119 | 35.1831 | 30.1099 | 1.397 | 0 | 3.6762 | [5 empty] | 280.9401 | 107.1754 | 107.1754 | 12.0379 | 42.8487 | 42.8487 | 1.863 | 98.85% | 98.85% | 98.85% | 98.85% | 98.85% | 0% | 0% | 0% | 98.85% | 98.85% | 100% | 100% | 98.85% | 98.85% | 98.85% | 100% | 49.42% | 50% | 0% | 0% | 100% | 0% | 100% | 0% | 0% | 0% | 0% | 49.42%
36 | Commercial | Office | Small | Heating only, Natural Ventilation | Oil boiler | Good | Poor | Detached | 59.3395 | 1.4123 | 3.2301 | 0 | Existing | 230.0834 | 92.9197 | 87.6046 | 2.085 | 0 | 3.2301 | [5 empty] | 266.7248 | 328.4457 | 328.4457 | 29.5752 | 110.8828 | 110.8828 | 4.821 | 99.08% | 99.08% | 99.08% | 99.08% | 99.08% | 0% | 0% | 99.08% | 99.08% | 99.08% | 34.96% | 34.96% | 34.64% | 99.08% | 34.64% | 100% | 49.54% | 17.48% | 0% | 0% | 100% | 0% | 0% | 100% | 0% | 0% | 0% | 49.54%
37 | Commercial | Office | Small | Heating only, Natural Ventilation | Oil boiler | Good | Poor | Detached | 59.3395 | 1.4123 | 3.2301 | 0 | Existing | 230.0834 | 92.9197 | 87.6046 | 2.085 | 0 | 3.2301 | [5 empty] | 266.7248 | 328.4457 | 328.4457 | 29.5752 | 110.8828 | 110.8828 | 4.821 | 99.08% | 99.08% | 99.08% | 99.08% | 99.08% | 0% | 0% | 99.08% | 99.08% | 99.08% | 34.96% | 34.96% | 34.64% | 99.08% | 34.64% | 100% | 49.54% | 17.48% | 0% | 0% | 100% | 0% | 0% | 100% | 0% | 0% | 0% | 49.54%
38 | Commercial | Office | Small | Heating only, Natural Ventilation | Oil boiler | Good | Good | Detached | 22.2052 | 1.357 | 4.1179 | 0 | Existing | 99.2103 | 31.6789 | 25.9736 | 1.5873 | 0 | 4.1179 | [5 empty] | 287.9787 | 90.1929 | 90.1929 | 11.0672 | 38.4307 | 38.4307 | 1.6709 | 100% | 100% | 100% | 100% | 100% | 0% | 0% | 100% | 100% | 100% | 34.96% | 34.96% | 34.96% | 100% | 34.96% | 100% | 50% | 17.48% | 0% | 0% | 100% | 0% | 0% | 100% | 0% | 0% | 0% | 50%
39 | Commercial | Office | Small | Heating only, Natural Ventilation | Oil boiler | Good | Good | Detached | 22.2052 | 1.357 | 4.1179 | 0 | Existing | 99.2103 | 31.6789 | 25.9736 | 1.5873 | 0 | 4.1179 | [5 empty] | 287.9787 | 90.1929 | 90.1929 | 11.0672 | 38.4307 | 38.4307 | 1.6709 | 100% | 100% | 100% | 100% | 100% | 0% | 0% | 100% | 100% | 100% | 34.96% | 34.96% | 34.96% | 100% | 34.96% | 100% | 50% | 17.48% | 0% | 0% | 100% | 0% | 0% | 100% | 0% | 0% | 0% | 50%
40 | Commercial | Restaurant/public house | Small | Heating and Cooling, Mechanical Ventilation | Commercial electric heating | Good | Good | Detached | 14.1276 | 23.6184 | 7.4713 | 34.0173 | Existing | 347.9962 | 42.1609 | 7.1928 | 12.0249 | 15.4719 | 7.4713 | [5 empty] | 237.065 | 30.341 | 30.341 | 7.0413 | 29.7019 | 29.7019 | 1.2914 | 93.5% | 93.5% | 93.5% | 93.5% | 93.5% | 0% | 100% | 0% | 93.5% | 93.5% | 34.96% | 34.96% | 32.68% | 93.5% | 32.68% | 100% | 46.75% | 17.48% | 0% | 0% | 100% | 0% | 0% | 0% | 0% | 0% | 0% | 46.75%
41 | Commercial | Restaurant/public house | Small | Heating and Cooling, Mechanical Ventilation | Commercial electric heating | Good | Good | Terraced | 14.1276 | 23.6184 | 7.4713 | 34.0173 | Existing | 347.9962 | 42.1609 | 7.1928 | 12.0249 | 15.4719 | 7.4713 | [5 empty] | 237.065 | 30.341 | 30.341 | 7.0413 | 29.7019 | 29.7019 | 1.2914 | 93.5% | 93.5% | 93.5% | 93.5% | 93.5% | 0% | 100% | 0% | 93.5% | 93.5% | 34.96% | 34.96% | 32.68% | 93.5% | 32.68% | 100% | 46.75% | 17.48% | 0% | 0% | 100% | 0% | 0% | 0% | 0% | 0% | 0% | 46.75%
42 | Commercial | Restaurant/public house | Small | Heating and Cooling, Mechanical Ventilation | Commercial electric heating | Good | Poor | Detached | 17.1793 | 20.356 | 8.7736 | 41.9271 | Existing | 727.1141 | 52.4729 | 10.4338 | 12.3632 | 20.9024 | 8.7736 | [5 empty] | 234.9922 | 44.4005 | 44.4005 | 8.5623 | 36.4364 | 36.4364 | 1.5842 | 100% | 100% | 100% | 100% | 100% | 0% | 100% | 0% | 100% | 100% | 34.96% | 34.96% | 34.96% | 100% | 34.96% | 100% | 50% | 17.48% | 0% | 0% | 100% | 0% | 0% | 0% | 0% | 0% | 0% | 50%
43 | Commercial | Restaurant/public house | Small | Heating and Cooling, Mechanical Ventilation | Commercial electric heating | Good | Poor | Terraced | 17.1793 | 20.356 | 8.7736 | 41.9271 | Existing | 727.1141 | 52.4729 | 10.4338 | 12.3632 | 20.9024 | 8.7736 | [5 empty] | 234.9922 | 44.4005 | 44.4005 | 8.5623 | 36.4364 | 36.4364 | 1.5842 | 100% | 100% | 100% | 100% | 100% | 0% | 100% | 0% | 100% | 100% | 34.96% | 34.96% | 34.96% | 100% | 34.96% | 100% | 50% | 17.48% | 0% | 0% | 100% | 0% | 0% | 0% | 0% | 0% | 0% | 50%
44 | Commercial | Restaurant/public house | Small | Heating and Cooling, Mechanical Ventilation | Commercial electric heating | Poor | Poor | Terraced | 30.3983 | 24.2518 | 9.8112 | 33.2086 | Existing | 2359.5841 | 59.1874 | 18.2419 | 14.5534 | 16.581 | 9.8112 | [5 empty] | 278.9233 | 65.4012 | 65.4012 | 15.1507 | 54.3187 | 54.3187 | 2.3617 | 99.76% | 99.76% | 99.76% | 99.76% | 99.76% | 0% | 100% | 0% | 99.76% | 99.76% | 34.96% | 34.96% | 34.87% | 99.76% | 34.87% | 100% | 49.88% | 17.48% | 0% | 0% | 100% | 0% | 0% | 0% | 0% | 0% | 0% | 49.88%
45 | Commercial | Restaurant/public house | Small | Heating only, Mechanical Ventilation | Commercial electric heating | Poor | Poor | Terraced | 19.2699 | 9.7082 | 8.2539 | 0 | Existing | 480.9704 | 33.5537 | 16.8239 | 8.4759 | 0 | 8.2539 | [5 empty] | 168.9353 | 99.588 | 99.588 | 9.6043 | 56.8517 | 56.8517 | 2.4718 | 98.82% | 98.82% | 98.82% | 98.82% | 98.82% | 0% | 100% | 0% | 98.82% | 98.82% | 34.96% | 34.96% | 34.55% | 98.82% | 34.55% | 100% | 49.41% | 17.48% | 0% | 0% | 100% | 0% | 0% | 0% | 0% | 0% | 0% | 49.41%
46 | Commercial | Restaurant/public house | Small | Heating only, Mechanical Ventilation | Commercial electric heating | Poor | Poor | Detached | 19.2699 | 9.7082 | 8.2539 | 0 | Existing | 480.9704 | 33.5537 | 16.8239 | 8.4759 | 0 | 8.2539 | [5 empty] | 168.9353 | 99.588 | 99.588 | 9.6043 | 56.8517 | 56.8517 | 2.4718 | 98.82% | 98.82% | 98.82% | 98.82% | 98.82% | 0% | 100% | 0% | 98.82% | 98.82% | 34.96% | 34.96% | 34.55% | 98.82% | 34.55% | 100% | 49.41% | 17.48% | 0% | 0% | 100% | 0% | 0% | 0% | 0% | 0% | 0% | 49.41%
47 | Commercial | Restaurant/public house | Small | Heating only, Mechanical Ventilation | Commercial electric heating | Poor | Good | Terraced | 10.8003 | 7.2881 | 7.2196 | 0 | Existing | 62.2432 | 22.8306 | 9.3211 | 6.2899 | 0 | 7.2196 | [5 empty] | 152.4091 | 61.1583 | 61.1583 | 5.383 | 35.3191 | 35.3191 | 1.5356 | 100% | 100% | 100% | 100% | 100% | 0% | 100% | 0% | 100% | 100% | 34.96% | 34.96% | 34.96% | 100% | 34.96% | 100% | 50% | 17.48% | 0% | 0% | 100% | 0% | 0% | 0% | 0% | 0% | 0% | 50%
48 | Commercial | Restaurant/public house | Small | Heating only, Mechanical Ventilation | Commercial electric heating | Good | Good | Detached | 5.6166 | 4.7812 | 6.386 | 0 | Existing | 45.2678 | 15.7881 | 5.0787 | 4.3233 | 0 | 6.386 | [5 empty] | 106.0625 | 47.8842 | 47.8842 | 2.7994 | 26.3934 | 26.3934 | 1.1475 | 93.75% | 93.75% | 93.75% | 93.75% | 93.75% | 0% | 100% | 0% | 93.75% | 93.75% | 34.96% | 34.96% | 32.77% | 93.75% | 32.77% | 100% | 46.88% | 17.48% | 0% | 0% | 100% | 0% | 0% | 0% | 0% | 0% | 0% | 46.88%
49 | Commercial | Restaurant/public house | Small | Heating only, Natural Ventilation | Commercial electric heating | Poor | Poor | Terraced | 17.5857 | 8.2209 | 6.6137 | 0 | Existing | 2529.3384 | 32.2404 | 17.4631 | 8.1636 | 0 | 6.6137 | [5 empty] | 176.3915 | 99.0019 | 99.0019 | 8.7648 | 49.6897 | 49.6897 | 2.1604 | 98.99% | 98.99% | 98.99% | 98.99% | 98.99% | 0% | 100% | 0% | 98.99% | 98.99% | 34.96% | 34.96% | 34.61% | 98.99% | 34.61% | 100% | 49.5% | 17.48% | 0% | 0% | 100% | 0% | 0% | 0% | 0% | 0% | 0% | 49.5%
50 | Commercial | Restaurant/public house | Small | Heating only, Natural Ventilation | Commercial electric heating | Good | Poor | Terraced | 8.7143 | 7.7901 | 6.393 | 0 | Existing | 421.5564 | 22.4604 | 8.4835 | 7.5838 | 0 | 6.393 | [5 empty] | 145.8859 | 58.1518 | 58.1518 | 4.3433 | 29.7716 | 29.7716 | 1.2944 | 99.33% | 99.33% | 99.33% | 99.33% | 99.33% | 0% | 100% | 0% | 99.33% | 99.33% | 34.96% | 34.96% | 34.72% | 99.33% | 34.72% | 100% | 49.66% | 17.48% | 0% | 0% | 100% | 0% | 0% | 0% | 0% | 0% | 0% | 49.66%
51 | Commercial | Restaurant/public house | Small | Heating only, Natural Ventilation | Commercial electric heating | Good | Good | Terraced | 6.4547 | 7.1901 | 3.5131 | 0 | Existing | 189.5589 | 14.7128 | 5.298 | 5.9016 | 0 | 3.5131 | [5 empty] | 116.1194 | 45.6258 | 45.6258 | 3.2171 | 27.7048 | 27.7048 | 1.2046 | 89.55% | 89.55% | 89.55% | 89.55% | 89.55% | 0% | 100% | 0% | 89.55% | 89.55% | 34.96% | 34.96% | 31.31% | 89.55% | 31.31% | 100% | 44.78% | 17.48% | 0% | 0% | 100% | 0% | 0% | 0% | 0% | 0% | 0% | 44.78%
52 | Commercial | Restaurant/public house | Small | Heating and Cooling, Mechanical Ventilation | Gas boiler | Poor | Poor | Terraced | 47.1636 | 31.3991 | 16.2526 | 52.1957 | Existing | 1343.8878 | 121.1087 | 47.1636 | 31.3991 | 26.2933 | 16.2526 | [5 empty] | 439.5389 | 107.3024 | 107.3024 | 23.5067 | 53.4803 | 53.4803 | 2.3252 | 100% | 100% | 100% | 100% | 100% | 0% | 0% | 0% | 100% | 100% | 100% | 100% | 100% | 100% | 100% | 100% | 50% | 50% | 0% | 0% | 100% | 0% | 100% | 0% | 0% | 0% | 0% | 50%
53 | Commercial | Restaurant/public house | Small | Heating and Cooling, Mechanical Ventilation | Gas boiler | Good | Good | Detached | 23.8343 | 29.4956 | 20.2356 | 152.0473 | Existing | 234.8267 | 147.6047 | 23.8343 | 29.4956 | 74.0392 | 20.2356 | [5 empty] | 485.5783 | 49.0844 | 49.0844 | 11.8792 | 24.464 | 24.464 | 1.0637 | 100% | 100% | 100% | 100% | 100% | 0% | 0% | 0% | 100% | 100% | 100% | 100% | 100% | 100% | 100% | 100% | 50% | 50% | 0% | 0% | 100% | 0% | 100% | 0% | 0% | 0% | 0% | 50%
54 | Commercial | Restaurant/public house | Small | Heating and Cooling, Mechanical Ventilation | Gas boiler | Poor | Good | Terraced | 26.9507 | 20.9805 | 11.8684 | 41.9044 | Existing | 192.3882 | 80.8784 | 26.9507 | 20.9805 | 21.0789 | 11.8684 | [5 empty] | 303.8529 | 88.6965 | 88.6965 | 13.4324 | 44.2069 | 44.2069 | 1.922 | 98.53% | 98.53% | 98.53% | 98.53% | 98.53% | 0% | 0% | 0% | 98.53% | 98.53% | 100% | 100% | 98.53% | 98.53% | 98.53% | 100% | 49.26% | 50% | 0% | 0% | 100% | 0% | 100% | 0% | 0% | 0% | 0% | 49.26%
55 | Commercial | Restaurant/public house | Small | Heating and Cooling, Mechanical Ventilation | Gas boiler | Good | Good | Terraced | 23.8343 | 29.4956 | 20.2356 | 152.0473 | Existing | 234.8267 | 147.6047 | 23.8343 | 29.4956 | 74.0392 | 20.2356 | [5 empty] | 485.5783 | 49.0844 | 49.0844 | 11.8792 | 24.464 | 24.464 | 1.0637 | 100% | 100% | 100% | 100% | 100% | 0% | 0% | 0% | 100% | 100% | 100% | 100% | 100% | 100% | 100% | 100% | 50% | 50% | 0% | 0% | 100% | 0% | 100% | 0% | 0% | 0% | 0% | 50%
56 | Commercial | Restaurant/public house | Small | Heating and Cooling, Mechanical Ventilation | Gas boiler | Good | Poor | Detached | 30.0643 | 31.833 | 17.3605 | 91.7603 | Existing | 362.1424 | 128.1196 | 30.0643 | 31.833 | 48.8618 | 17.3605 | [5 empty] | 443.0781 | 67.8533 | 67.8533 | 14.9843 | 33.8185 | 33.8185 | 1.4704 | 99.22% | 99.22% | 99.22% | 99.22% | 99.22% | 0% | 0% | 0% | 99.22% | 99.22% | 100% | 100% | 99.22% | 99.22% | 99.22% | 100% | 49.61% | 50% | 0% | 0% | 100% | 0% | 100% | 0% | 0% | 0% | 0% | 49.61%
57 | Commercial | Restaurant/public house | Small | Heating only, Mechanical Ventilation | Gas boiler | Poor | Poor | Detached | 58.2625 | 26.8702 | 17.7916 | 0 | Existing | 673.3585 | 131.8101 | 78.0312 | 35.9874 | 0 | 17.7916 | [5 empty] | 485.6681 | 160.6677 | 160.6677 | 29.0384 | 59.7907 | 59.7907 | 2.5996 | 99.58% | 99.58% | 99.58% | 99.58% | 99.58% | 0% | 0% | 0% | 99.58% | 99.58% | 100% | 100% | 99.58% | 99.58% | 99.58% | 100% | 49.79% | 50% | 0% | 0% | 100% | 0% | 100% | 0% | 0% | 0% | 0% | 49.79%
58 | Commercial | Restaurant/public house | Small | Heating only, Natural Ventilation | Gas boiler | Poor | Poor | Terraced | 35.7239 | 15.2335 | 10.2983 | 0 | Existing | 1853.1506 | 77.898 | 47.391 | 20.2086 | 0 | 10.2983 | [5 empty] | 305.8229 | 154.9623 | 154.9623 | 17.805 | 58.22 | 58.22 | 2.5313 | 99.24% | 99.24% | 99.24% | 99.24% | 99.24% | 0% | 0% | 0% | 99.24% | 99.24% | 100% | 100% | 99.24% | 99.24% | 99.24% | 100% | 49.62% | 50% | 0% | 0% | 100% | 0% | 100% | 0% | 0% | 0% | 0% | 49.62%
59 | Commercial | Restaurant/public house | Small | Heating and Cooling, Mechanical Ventilation | Oil boiler | Poor | Poor | Detached | 38.2747 | 27.9477 | 15.8984 | 49.1272 | Existing | 345.167 | 106.6448 | 38.2747 | 27.9477 | 24.5239 | 15.8984 | [5 empty] | 436.623 | 87.6608 | 87.6608 | 19.0764 | 43.6907 | 43.6907 | 1.8996 | 100% | 100% | 100% | 100% | 100% | 0% | 0% | 100% | 100% | 100% | 34.96% | 34.96% | 34.96% | 100% | 34.96% | 100% | 50% | 17.48% | 0% | 0% | 100% | 0% | 0% | 100% | 0% | 0% | 0% | 50%
60 | Commercial | Restaurant/public house | Small | Heating and Cooling, Mechanical Ventilation | Oil boiler | Good | Poor | Detached | 18.7106 | 27.4023 | 15.3686 | 53.2767 | Existing | 96.1941 | 87.9004 | 18.7106 | 27.4023 | 26.4189 | 15.3686 | [5 empty] | 467.7941 | 39.9975 | 39.9975 | 9.3255 | 19.935 | 19.935 | 0.86674 | 100% | 100% | 100% | 100% | 100% | 0% | 0% | 100% | 100% | 100% | 34.96% | 34.96% | 34.96% | 100% | 34.96% | 100% | 50% | 17.48% | 0% | 0% | 100% | 0% | 0% | 100% | 0% | 0% | 0% | 50%
61 | Commercial | Restaurant/public house | Small | Heating and Cooling, Mechanical Ventilation | Oil boiler | Poor | Good | Detached | 29.3504 | 23.9363 | 14.0643 | 30.3596 | Existing | 84.8771 | 82.8581 | 29.3504 | 23.9363 | 15.5071 | 14.0643 | [5 empty] | 433.9 | 67.6433 | 67.6433 | 14.6285 | 33.7139 | 33.7139 | 1.4658 | 100% | 100% | 100% | 100% | 100% | 0% | 0% | 100% | 100% | 100% | 34.96% | 34.96% | 34.96% | 100% | 34.96% | 100% | 50% | 17.48% | 0% | 0% | 100% | 0% | 0% | 100% | 0% | 0% | 0% | 50%
62 | Commercial | Restaurant/public house | Small | Heating only, Mechanical Ventilation | Oil boiler | Poor | Poor | Detached | 40.5137 | 20.3627 | 14.3219 | 0 | Existing | 466.8242 | 96.5368 | 54.7146 | 27.5003 | 0 | 14.3219 | [5 empty] | 408.4485 | 133.9573 | 133.9573 | 20.1923 | 49.4366 | 49.4366 | 2.1494 | 100% | 100% | 100% | 100% | 100% | 0% | 0% | 100% | 100% | 100% | 34.96% | 34.96% | 34.96% | 100% | 34.96% | 100% | 50% | 17.48% | 0% | 0% | 100% | 0% | 0% | 100% | 0% | 0% | 0% | 50%
63 | Commercial | Restaurant/public house | Small | Heating only, Natural Ventilation | Oil boiler | Good | Poor | Detached | 16.7048 | 12.5772 | 8.5204 | 0 | Existing | 345.167 | 48.9904 | 23.0873 | 17.3826 | 0 | 8.5204 | [5 empty] | 281.6475 | 81.9724 | 81.9724 | 8.3258 | 29.561 | 29.561 | 1.2853 | 100% | 100% | 100% | 100% | 100% | 0% | 0% | 100% | 100% | 100% | 34.96% | 34.96% | 34.96% | 100% | 34.96% | 100% | 50% | 17.48% | 0% | 0% | 100% | 0% | 0% | 100% | 0% | 0% | 0% | 50%
64 | Commercial | Restaurant/public house | Small | Heating only, Natural Ventilation | Oil boiler | Poor | Poor | Detached | 33.6446 | 14.4518 | 10.0756 | 0 | Existing | 3672.3504 | 77.8157 | 47.3858 | 20.3542 | 0 | 10.0756 | [5 empty] | 320.9129 | 147.6595 | 147.6595 | 16.7687 | 52.2531 | 52.2531 | 2.2719 | 99.92% | 99.92% | 99.92% | 99.92% | 99.92% | 0% | 0% | 99.92% | 99.92% | 99.92% | 34.96% | 34.96% | 34.93% | 99.92% | 34.93% | 100% | 49.96% | 17.48% | 0% | 0% | 100% | 0% | 0% | 100% | 0% | 0% | 0% | 49.96%
65 | Commercial | Restaurant/public house | Small | Heating only, Natural Ventilation | Oil boiler | Poor | Poor | Terraced | 33.6446 | 14.4518 | 10.0756 | 0 | Existing | 3672.3504 | 77.8157 | 47.3858 | 20.3542 | 0 | 10.0756 | [5 empty] | 320.9129 | 147.6595 | 147.6595 | 16.7687 | 52.2531 | 52.2531 | 2.2719 | 99.92% | 99.92% | 99.92% | 99.92% | 99.92% | 0% | 0% | 99.92% | 99.92% | 99.92% | 34.96% | 34.96% | 34.93% | 99.92% | 34.93% | 100% | 49.96% | 17.48% | 0% | 0% | 100% | 0% | 0% | 100% | 0% | 0% | 0% | 49.96%
66 | Commercial | Retail | Large | Heating and Cooling, Mechanical Ventilation | Commercial electric heating | Good | Good | Detached | 39.6504 | 18.7386 | 177.1174 | 681.2059 | Existing | 447.8158 | 532.5204 | 20.1592 | 9.5271 | 325.7167 | 177.1174 | [5 empty] | 3519.6637 | 5.7276 | 5.7276 | 19.762 | 5.6147 | 5.6147 | 0.24412 | 100% | 100% | 100% | 100% | 100% | 0% | 100% | 0% | 100% | 100% | 34.96% | 34.96% | 34.96% | 100% | 34.96% | 100% | 50% | 17.48% | 0% | 0% | 100% | 0% | 0% | 0% | 0% | 0% | 0% | 50%
67 | Commercial | Retail | Large | Heating and Cooling, Mechanical Ventilation | Commercial electric heating | Good | Good | Detached | 39.6504 | 18.7386 | 177.1174 | 681.2059 | Existing | 447.8158 | 532.5204 | 20.1592 | 9.5271 | 325.7167 | 177.1174 | [5 empty] | 3519.6637 | 5.7276 | 5.7276 | 19.762 | 5.6147 | 5.6147 | 0.24412 | 100% | 100% | 100% | 100% | 100% | 0% | 100% | 0% | 100% | 100% | 34.96% | 34.96% | 34.96% | 100% | 34.96% | 100% | 50% | 17.48% | 0% | 0% | 100% | 0% | 0% | 0% | 0% | 0% | 0% | 50%
68 | Commercial | Retail | Large | Heating and Cooling, Mechanical Ventilation | Commercial electric heating | Good | Poor | Detached | 77.747 | 17.4747 | 60.9111 | 517.5031 | Existing | 309.1118 | 369.8951 | 44.7568 | 10.0597 | 254.1675 | 60.9111 | [5 empty] | 1871.4103 | 23.9161 | 23.9161 | 38.7496 | 20.7061 | 20.7061 | 0.90027 | 100% | 100% | 100% | 100% | 100% | 0% | 100% | 0% | 100% | 100% | 34.96% | 34.96% | 34.96% | 100% | 34.96% | 100% | 50% | 17.48% | 0% | 0% | 100% | 0% | 0% | 0% | 0% | 0% | 0% | 50%
69 | Commercial | Retail | Large | Heating and Cooling, Mechanical Ventilation | Commercial electric heating | Good | Poor | Detached | 77.747 | 17.4747 | 60.9111 | 517.5031 | Existing | 309.1118 | 369.8951 | 44.7568 | 10.0597 | 254.1675 | 60.9111 | [5 empty] | 1871.4103 | 23.9161 | 23.9161 | 38.7496 | 20.7061 | 20.7061 | 0.90027 | 100% | 100% | 100% | 100% | 100% | 0% | 100% | 0% | 100% | 100% | 34.96% | 34.96% | 34.96% | 100% | 34.96% | 100% | 50% | 17.48% | 0% | 0% | 100% | 0% | 0% | 0% | 0% | 0% | 0% | 50%
70 | Commercial | Retail | Large | Heating and Cooling, Mechanical Ventilation | Commercial electric heating | Poor | Good | Detached | 55.5169 | 17.0042 | 71.068 | 581.9683 | Existing | 305.1488 | 389.2131 | 27.7495 | 8.4993 | 281.8963 | 71.068 | [5 empty] | 2199.9091 | 12.6139 | 12.6139 | 27.67 | 12.5778 | 12.5778 | 0.54686 | 100% | 100% | 100% | 100% | 100% | 0% | 100% | 0% | 100% | 100% | 34.96% | 34.96% | 34.96% | 100% | 34.96% | 100% | 50% | 17.48% | 0% | 0% | 100% | 0% | 0% | 0% | 0% | 0% | 0% | 50%
71 | Commercial | Retail | Large | Heating only, Mechanical Ventilation | Commercial electric heating | Good | Good | Detached | 73.2666 | 5.3058 | 65.1037 | 0 | Existing | 190.2226 | 108.1563 | 40.1453 | 2.9073 | 0 | 65.1037 | [5 empty] | 3253.75 | 12.3382 | 12.3382 | 36.5166 | 11.2229 | 11.2229 | 0.48795 | 100% | 100% | 100% | 100% | 100% | 0% | 100% | 0% | 100% | 100% | 34.96% | 34.96% | 34.96% | 100% | 34.96% | 100% | 50% | 17.48% | 0% | 0% | 100% | 0% | 0% | 0% | 0% | 0% | 0% | 50%
72 | Commercial | Retail | Large | Heating only, Mechanical Ventilation | Commercial electric heating | Good | Good | Detached | 73.2666 | 5.3058 | 65.1037 | 0 | Existing | 190.2226 | 108.1563 | 40.1453 | 2.9073 | 0 | 65.1037 | [5 empty] | 3253.75 | 12.3382 | 12.3382 | 36.5166 | 11.2229 | 11.2229 | 0.48795 | 100% | 100% | 100% | 100% | 100% | 0% | 100% | 0% | 100% | 100% | 34.96% | 34.96% | 34.96% | 100% | 34.96% | 100% | 50% | 17.48% | 0% | 0% | 100% | 0% | 0% | 0% | 0% | 0% | 0% | 50%
73 | Commercial | Retail | Large | Heating only, Natural Ventilation | Commercial electric heating | Poor | Poor | Detached | 118.4564 | 6.364 | 50.3974 | 0 | Existing | 293.2599 | 167.0118 | 110.6688 | 5.9456 | 0 | 50.3974 | [5 empty] | 1705.5 | 64.8894 | 64.8894 | 59.0395 | 34.6171 | 34.6171 | 1.5051 | 100% | 100% | 100% | 100% | 100% | 0% | 100% | 0% | 100% | 100% | 34.96% | 34.96% | 34.96% | 100% | 34.96% | 100% | 50% | 17.48% | 0% | 0% | 100% | 0% | 0% | 0% | 0% | 0% | 0% | 50%
74 | Commercial | Retail | Large | Heating only, Natural Ventilation | Commercial electric heating | Good | Good | Detached | 43.3908 | 2.1221 | 47.7399 | 0 | Existing | 55.4816 | 102.7257 | 52.4221 | 2.5637 | 0 | 47.7399 | [5 empty] | 1783.5 | 29.3928 | 29.3928 | 21.6263 | 12.1258 | 12.1258 | 0.52721 | 100% | 100% | 100% | 100% | 100% | 0% | 100% | 0% | 100% | 100% | 34.96% | 34.96% | 34.96% | 100% | 34.96% | 100% | 50% | 17.48% | 0% | 0% | 100% | 0% | 0% | 0% | 0% | 0% | 0% | 50%
75 | Commercial | Retail | Large | Heating only, Natural Ventilation | Commercial electric heating | Poor | Good | Detached | 82.3168 | 2.2577 | 70.5269 | 0 | Existing | 31.7038 | 153.8303 | 81.0796 | 2.2238 | 0 | 70.5269 | [5 empty] | 2111.75 | 38.3945 | 38.3945 | 41.0272 | 19.4281 | 19.4281 | 0.8447 | 100% | 100% | 100% | 100% | 100% | 0% | 100% | 0% | 100% | 100% | 34.96% | 34.96% | 34.96% | 100% | 34.96% | 100% | 50% | 17.48% | 0% | 0% | 100% | 0% | 0% | 0% | 0% | 0% | 0% | 50%
76 | Commercial | Retail | Large | Heating and Cooling, Mechanical Ventilation | Gas boiler | Poor | Poor | Detached | 245.1021 | 23.5947 | 136.8742 | 888.0264 | Existing | 570.6679 | 869.679 | 264.1137 | 25.4248 | 443.2663 | 136.8742 | [5 empty] | 4490.1875 | 58.8202 | 58.8202 | 122.1606 | 27.2061 | 27.2061 | 1.1829 | 100% | 100% | 100% | 100% | 100% | 0% | 0% | 0% | 100% | 100% | 100% | 100% | 100% | 100% | 100% | 100% | 50% | 50% | 0% | 0% | 100% | 0% | 100% | 0% | 0% | 0% | 0% | 50%
77 | Commercial | Retail | Large | Heating and Cooling, Mechanical Ventilation | Gas boiler | Good | Poor | Detached | 101.9113 | 15.2738 | 193.1937 | 2187.8076 | Existing | 257.5931 | 1402.534 | 101.9113 | 15.2738 | 1092.1552 | 193.1937 | [5 empty] | 3353.2154 | 30.3921 | 30.3921 | 50.7933 | 15.1476 | 15.1476 | 0.65859 | 100% | 100% | 100% | 100% | 100% | 0% | 0% | 0% | 100% | 100% | 100% | 100% | 100% | 100% | 100% | 100% | 50% | 50% | 0% | 0% | 100% | 0% | 100% | 0% | 0% | 0% | 0% | 50%
78 | Commercial | Retail | Large | Heating and Cooling, Mechanical Ventilation | Gas boiler | Good | Good | Detached | 89.7957 | 11.5643 | 213.8599 | 1299.4477 | Existing | 364.5934 | 970.4 | 92.2673 | 11.8826 | 652.3903 | 213.8599 | [5 empty] | 4288.6196 | 21.5144 | 21.5144 | 44.7548 | 10.4357 | 10.4357 | 0.45373 | 100% | 100% | 100% | 100% | 100% | 0% | 0% | 0% | 100% | 100% | 100% | 100% | 100% | 100% | 100% | 100% | 50% | 50% | 0% | 0% | 100% | 0% | 100% | 0% | 0% | 0% | 0% | 50%
79 | Commercial | Retail | Large | Heating and Cooling, Mechanical Ventilation | Gas boiler | Poor | Good | Detached | 123.4209 | 408.4173 | 99.174 | 930.8023 | Existing | 182.2967 | 1098.3342 | 123.4209 | 408.4173 | 467.322 | 99.174 | [5 empty] | 2168.5652 | 56.9136 | 56.9136 | 61.5138 | 28.3661 | 28.3661 | 1.2333 | 100% | 100% | 100% | 100% | 100% | 0% | 0% | 0% | 100% | 100% | 100% | 100% | 100% | 100% | 100% | 100% | 50% | 50% | 0% | 0% | 100% | 0% | 100% | 0% | 0% | 0% | 0% | 50%
80 | Commercial | Retail | Large | Heating only, Mechanical Ventilation | Oil boiler | Poor | Poor | Detached | 110.0041 | 3.2781 | 70.0773 | 0 | Existing | 122.8521 | 227.4241 | 152.7936 | 4.5532 | 0 | 70.0773 | [5 empty] | 2274.8387 | 67.1668 | 67.1668 | 54.8268 | 24.1014 | 24.1014 | 1.0479 | 100% | 100% | 100% | 100% | 100% | 0% | 0% | 100% | 100% | 100% | 34.96% | 34.96% | 34.96% | 100% | 34.96% | 100% | 50% | 17.48% | 0% | 0% | 100% | 0% | 0% | 100% | 0% | 0% | 0% | 50%
81 | Commercial | Retail | Large | Heating only, Mechanical Ventilation | Oil boiler | Poor | Good | Detached | 133.4392 | 33.0378 | 72.0405 | 0 | Existing | 43.5927 | 299.9819 | 182.7058 | 45.2356 | 0 | 72.0405 | [5 empty] | 2245.5455 | 81.3637 | 81.3637 | 66.507 | 29.6173 | 29.6173 | 1.2877 | 100% | 100% | 100% | 100% | 100% | 0% | 0% | 100% | 100% | 100% | 34.96% | 34.96% | 34.96% | 100% | 34.96% | 100% | 50% | 17.48% | 0% | 0% | 100% | 0% | 0% | 100% | 0% | 0% | 0% | 50%
82 | Commercial | Retail | Large | Heating only, Natural Ventilation | Oil boiler | Good | Good | Detached | 46.4245 | 10.034 | 23.3126 | 0 | Existing | 19.8149 | 90.1723 | 54.9772 | 11.8825 | 0 | 23.3126 | [5 empty] | 1415.6 | 38.8367 | 38.8367 | 23.1383 | 16.3452 | 16.3452 | 0.71066 | 100% | 100% | 100% | 100% | 100% | 0% | 0% | 100% | 100% | 100% | 34.96% | 34.96% | 34.96% | 100% | 34.96% | 100% | 50% | 17.48% | 0% | 0% | 100% | 0% | 0% | 100% | 0% | 0% | 0% | 50%
83 | Commercial | Retail | Large | Heating only, Natural Ventilation | Oil boiler | Good | Poor | Detached | 189.9823 | 20.9627 | 50.0646 | 0 | Existing | 55.4816 | 325.6708 | 248.2178 | 27.3884 | 0 | 50.0646 | [5 empty] | 2569.5714 | 96.5989 | 96.5989 | 94.6885 | 36.8499 | 36.8499 | 1.6022 | 100% | 100% | 100% | 100% | 100% | 0% | 0% | 100% | 100% | 100% | 34.96% | 34.96% | 34.96% | 100% | 34.96% | 100% | 50% | 17.48% | 0% | 0% | 100% | 0% | 0% | 100% | 0% | 0% | 0% | 50%
84 | Commercial | Retail | Small | Heating and Cooling, Mechanical Ventilation | Commercial electric heating | Good | Good | Detached | 6.8754 | 2.1626 | 7.2179 | 66.5426 | Existing | 3321.8349 | 44.7162 | 3.6921 | 1.1613 | 32.6449 | 7.2179 | [5 empty] | 187.3236 | 19.7095 | 19.7095 | 3.4267 | 18.2931 | 18.2931 | 0.79535 | 95.06% | 95.06% | 95.06% | 95.06% | 95.06% | 0% | 100% | 0% | 95.06% | 95.06% | 34.96% | 34.96% | 33.23% | 95.06% | 33.23% | 100% | 47.53% | 17.48% | 0% | 0% | 100% | 0% | 0% | 0% | 0% | 0% | 0% | 47.53%
85 | Commercial | Retail | Small | Heating and Cooling, Mechanical Ventilation | Commercial electric heating | Good | Poor | Detached | 10.1517 | 2.3485 | 8.0814 | 73.4018 | Existing | 2659.3341 | 51.7188 | 5.8297 | 1.3487 | 36.459 | 8.0814 | [5 empty] | 215.7909 | 27.0155 | 27.0155 | 5.0597 | 23.4472 | 23.4472 | 1.0194 | 99.16% | 99.16% | 99.16% | 99.16% | 99.16% | 0% | 100% | 0% | 99.16% | 99.16% | 34.96% | 34.96% | 34.66% | 99.16% | 34.66% | 100% | 49.58% | 17.48% | 0% | 0% | 100% | 0% | 0% | 0% | 0% | 0% | 0% | 49.58%
86 | Commercial | Retail | Small | Heating and Cooling, Mechanical Ventilation | Commercial electric heating | Good | Good | Terraced | 6.8754 | 2.1626 | 7.2179 | 66.5426 | Existing | 3321.8349 | 44.7162 | 3.6921 | 1.1613 | 32.6449 | 7.2179 | [5 empty] | 187.3236 | 19.7095 | 19.7095 | 3.4267 | 18.2931 | 18.2931 | 0.79535 | 95.06% | 95.06% | 95.06% | 95.06% | 95.06% | 0% | 100% | 0% | 95.06% | 95.06% | 34.96% | 34.96% | 33.23% | 95.06% | 33.23% | 100% | 47.53% | 17.48% | 0% | 0% | 100% | 0% | 0% | 0% | 0% | 0% | 0% | 47.53%
87 | Commercial | Retail | Small | Heating and Cooling, Mechanical Ventilation | Commercial electric heating | Good | Poor | Terraced | 10.1517 | 2.3485 | 8.0814 | 73.4018 | Existing | 2659.3341 | 51.7188 | 5.8297 | 1.3487 | 36.459 | 8.0814 | [5 empty] | 215.7909 | 27.0155 | 27.0155 | 5.0597 | 23.4472 | 23.4472 | 1.0194 | 99.16% | 99.16% | 99.16% | 99.16% | 99.16% | 0% | 100% | 0% | 99.16% | 99.16% | 34.96% | 34.96% | 34.66% | 99.16% | 34.66% | 100% | 49.58% | 17.48% | 0% | 0% | 100% | 0% | 0% | 0% | 0% | 0% | 0% | 49.58%
88 | Commercial | Retail | Small | Heating and Cooling, Mechanical Ventilation | Commercial electric heating | Poor | Poor | Detached | 18.1869 | 2.0693 | 5.7529 | 29.0795 | Existing | 7922.0163 | 31.8578 | 10.4547 | 1.1895 | 14.4606 | 5.7529 | [5 empty] | 224.0238 | 46.6679 | 46.6679 | 9.0645 | 40.4622 | 40.4622 | 1.7592 | 99.01% | 99.01% | 99.01% | 99.01% | 99.01% | 0% | 100% | 0% | 99.01% | 99.01% | 34.96% | 34.96% | 34.61% | 99.01% | 34.61% | 100% | 49.51% | 17.48% | 0% | 0% | 100% | 0% | 0% | 0% | 0% | 0% | 0% | 49.51%
89 | Commercial | Retail | Small | Heating only, Mechanical Ventilation | Commercial electric heating | Poor | Poor | Terraced | 10.8829 | 1.455 | 4.9509 | 0 | Existing | 1115.9872 | 16.6811 | 10.3469 | 1.3834 | 0 | 4.9509 | [5 empty] | 144.4716 | 71.6187 | 71.6187 | 5.4241 | 37.5446 | 37.5446 | 1.6324 | 96.15% | 96.15% | 96.15% | 96.15% | 96.15% | 0% | 100% | 0% | 96.15% | 96.15% | 34.96% | 34.96% | 33.61% | 96.15% | 33.61% | 100% | 48.08% | 17.48% | 0% | 0% | 100% | 0% | 0% | 0% | 0% | 0% | 0% | 48.08%
90 | Commercial | Retail | Small | Heating only, Natural Ventilation | Commercial electric heating | Poor | Poor | Detached | 13.8608 | 0.75442 | 3.7696 | 0 | Existing | 12559.5218 | 19.0007 | 14.4449 | 0.78621 | 0 | 3.7696 | [5 empty] | 126.2658 | 114.4007 | 114.4007 | 6.9083 | 54.7126 | 54.7126 | 2.3788 | 94% | 94% | 94% | 94% | 94% | 0% | 100% | 0% | 94% | 94% | 34.96% | 34.96% | 32.86% | 94% | 32.86% | 100% | 47% | 17.48% | 0% | 0% | 100% | 0% | 0% | 0% | 0% | 0% | 0% | 47%
91 | Commercial | Retail | Small | Heating only, Natural Ventilation | Commercial electric heating | Poor | Poor | Terraced | 13.8608 | 0.75442 | 3.7696 | 0 | Existing | 12559.5218 | 19.0007 | 14.4449 | 0.78621 | 0 | 3.7696 | [5 empty] | 126.2658 | 114.4007 | 114.4007 | 6.9083 | 54.7126 | 54.7126 | 2.3788 | 94% | 94% | 94% | 94% | 94% | 0% | 100% | 0% | 94% | 94% | 34.96% | 34.96% | 32.86% | 94% | 32.86% | 100% | 47% | 17.48% | 0% | 0% | 100% | 0% | 0% | 0% | 0% | 0% | 0% | 47%
92 | Commercial | Retail | Small | Heating only, Natural Ventilation | Commercial electric heating | Good | Good | Detached | 4.8213 | 0.48692 | 4.4356 | 0 | Existing | 1645.9878 | 10.0513 | 5.1006 | 0.51512 | 0 | 4.4356 | [5 empty] | 121.7982 | 41.8775 | 41.8775 | 2.403 | 19.7292 | 19.7292 | 0.85779 | 89.34% | 89.34% | 89.34% | 89.34% | 89.34% | 0% | 100% | 0% | 89.34% | 89.34% | 34.96% | 34.96% | 31.23% | 89.34% | 31.23% | 100% | 44.67% | 17.48% | 0% | 0% | 100% | 0% | 0% | 0% | 0% | 0% | 0% | 44.67%
93 | Commercial | Retail | Small | Heating only, Natural Ventilation | Commercial electric heating | Good | Poor | Detached | 6.696 | 0.55221 | 5.194 | 0 | Existing | 2804.8977 | 12.7095 | 6.9429 | 0.57257 | 0 | 5.194 | [5 empty] | 130.0266 | 53.396 | 53.396 | 3.3373 | 25.6665 | 25.6665 | 1.1159 | 95.28% | 95.28% | 95.28% | 95.28% | 95.28% | 0% | 100% | 0% | 95.28% | 95.28% | 34.96% | 34.96% | 33.31% | 95.28% | 33.31% | 100% | 47.64% | 17.48% | 0% | 0% | 100% | 0% | 0% | 0% | 0% | 0% | 0% | 47.64%
94 | Commercial | Retail | Small | Heating and Cooling, Mechanical Ventilation | Gas boiler | Good | Good | Detached | 6.0784 | 0.895 | 11.6946 | 147.8546 | Existing | 1054.4026 | 93.174 | 7.2614 | 1.0692 | 73.1488 | 11.6946 | [5 empty] | 174.9912 | 41.496 | 41.496 | 3.0295 | 17.3125 | 17.3125 | 0.75272 | 89.2% | 89.2% | 89.2% | 89.2% | 89.2% | 0% | 0% | 0% | 89.2% | 89.2% | 100% | 100% | 89.2% | 89.2% | 89.2% | 100% | 44.6% | 50% | 0% | 0% | 100% | 0% | 100% | 0% | 0% | 0% | 0% | 44.6%
95 | Commercial | Retail | Small | Heating and Cooling, Mechanical Ventilation | Gas boiler | Good | Poor | Detached | 10.0935 | 0.89249 | 17.5066 | 235.0153 | Existing | 796.8671 | 148.0747 | 12.3331 | 1.0905 | 117.1445 | 17.5066 | [5 empty] | 215.8478 | 57.1378 | 57.1378 | 5.0307 | 23.3066 | 23.3066 | 1.0133 | 97.42% | 97.42% | 97.42% | 97.42% | 97.42% | 0% | 0% | 0% | 97.42% | 97.42% | 100% | 100% | 97.42% | 97.42% | 97.42% | 100% | 48.71% | 50% | 0% | 0% | 100% | 0% | 100% | 0% | 0% | 0% | 0% | 48.71%
96 | Commercial | Retail | Small | Heating and Cooling, Mechanical Ventilation | Gas boiler | Poor | Good | Detached | 13.3558 | 0.54595 | 10.9897 | 116.5281 | Existing | 1009.6139 | 86.8059 | 16.8728 | 0.68972 | 58.2537 | 10.9897 | [5 empty] | 166.8226 | 101.1424 | 101.1424 | 6.6566 | 39.9024 | 39.9024 | 1.7349 | 92.79% | 92.79% | 92.79% | 92.79% | 92.79% | 0% | 0% | 0% | 92.79% | 92.79% | 100% | 100% | 92.79% | 92.79% | 92.79% | 100% | 46.4% | 50% | 0% | 0% | 100% | 0% | 100% | 0% | 0% | 0% | 0% | 46.4%
97 | Commercial | Retail | Small | Heating only, Natural Ventilation | Gas boiler | Good | Good | Detached | 10.5762 | 0.84085 | 5.5426 | 0 | Existing | 347.1131 | 19.943 | 13.3398 | 1.0606 | 0 | 5.5426 | [5 empty] | 211.0269 | 63.2139 | 63.2139 | 5.2713 | 24.9791 | 24.9791 | 1.086 | 93.01% | 93.01% | 93.01% | 93.01% | 93.01% | 0% | 0% | 0% | 93.01% | 93.01% | 100% | 100% | 93.01% | 93.01% | 93.01% | 100% | 46.51% | 50% | 0% | 0% | 100% | 0% | 100% | 0% | 0% | 0% | 0% | 46.51%
98 | Commercial | Retail | Small | Heating only, Mechanical Ventilation | Oil boiler | Good | Poor | Detached | 23.2804 | 1.9178 | 25.0692 | 0 | Existing | 20.5282 | 59.0856 | 31.4275 | 2.5889 | 0 | 25.0692 | [5 empty] | 693 | 45.3499 | 45.3499 | 11.6031 | 16.7433 | 16.7433 | 0.72797 | 100% | 100% | 100% | 100% | 100% | 0% | 0% | 100% | 100% | 100% | 34.96% | 34.96% | 34.96% | 100% | 34.96% | 100% | 50% | 17.48% | 0% | 0% | 100% | 0% | 0% | 100% | 0% | 0% | 0% | 50%
99 | Commercial | Retail | Small | Heating only, Mechanical Ventilation | Oil boiler | Poor | Poor | Terraced | 37.7558 | 7.1631 | 12.9988 | 0 | Existing | 91.4438 | 71.5507 | 49.2148 | 9.3371 | 0 | 12.9988 | [5 empty] | 437.4898 | 112.4936 | 112.4936 | 18.8178 | 43.013 | 43.013 | 1.8701 | 100% | 100% | 100% | 100% | 100% | 0% | 0% | 100% | 100% | 100% | 34.96% | 34.96% | 34.96% | 100% | 34.96% | 100% | 50% | 17.48% | 0% | 0% | 100% | 0% | 0% | 100% | 0% | 0% | 0% | 50%
100 | Commercial | Retail | Small | Heating only, Natural Ventilation | Oil boiler | Poor | Poor | Terraced | 26.8711 | 2.8254 | 5.6606 | 0 | Existing | 1254.086 | 44.8069 | 35.4218 | 3.7245 | 0 | 5.6606 | [5 empty] | 258.4003 | 137.0812 | 137.0812 | 13.3927 | 51.8293 | 51.8293 | 2.2534 | 98.66% | 98.66% | 98.66% | 98.66% | 98.66% | 0% | 0% | 98.66% | 98.66% | 98.66% | 34.96% | 34.96% | 34.49% | 98.66% | 34.49% | 100% | 49.33% | 17.48% | 0% | 0% | 100% | 0% | 0% | 100% | 0% | 0% | 0% | 49.33%
101 | Commercial | Retail | Small | Heating only, Natural Ventilation | Oil boiler | Good | Good | Detached | 5.1757 | 1.3524 | 4.4203 | 0 | Existing | 61.5846 | 12.9229 | 6.7412 | 1.7614 | 0 | 4.4203 | [5 empty] | 217.9697 | 30.927 | 30.927 | 2.5796 | 11.8346 | 11.8346 | 0.51455 | 93.94% | 93.94% | 93.94% | 93.94% | 93.94% | 0% | 0% | 93.94% | 93.94% | 93.94% | 34.96% | 34.96% | 32.84% | 93.94% | 32.84% | 100% | 46.97% | 17.48% | 0% | 0% | 100% | 0% | 0% | 100% | 0% | 0% | 0% | 46.97%
102 | Commercial | Retail | Small | Heating only, Natural Ventilation | Oil boiler | Good | Poor | Detached | 18.7145 | 2.0584 | 7.0822 | 0 | Existing | 147.4298 | 35.1716 | 25.306 | 2.7834 | 0 | 7.0822 | [5 empty] | 280.038 | 90.3662 | 90.3662 | 9.3274 | 33.3077 | 33.3077 | 1.4482 | 97.47% | 97.47% | 97.47% | 97.47% | 97.47% | 0% | 0% | 97.47% | 97.47% | 97.47% | 34.96% | 34.96% | 34.07% | 97.47% | 34.07% | 100% | 48.73% | 17.48% | 0% | 0% | 100% | 0% | 0% | 100% | 0% | 0% | 0% | 48.73%
103 | Commercial | Retail | Small | Heating only, Natural Ventilation | Oil boiler | Poor | Poor | Detached | 26.8711 | 2.8254 | 5.6606 | 0 | Existing | 1254.086 | 44.8069 | 35.4218 | 3.7245 | 0 | 5.6606 | [5 empty] | 258.4003 | 137.0812 | 137.0812 | 13.3927 | 51.8293 | 51.8293 | 2.2534 | 98.66% | 98.66% | 98.66% | 98.66% | 98.66% | 0% | 0% | 98.66% | 98.66% | 98.66% | 34.96% | 34.96% | 34.49% | 98.66% | 34.49% | 100% | 49.33% | 17.48% | 0% | 0% | 100% | 0% | 0% | 100% | 0% | 0% | 0% | 49.33%
104 | Commercial | Warehouse and storage | Large | Heating and Cooling, Mechanical Ventilation | Commercial electric heating | Good | Good | Detached | 57.0391 | 27.9392 | 64.3745 | 549.0442 | Existing | 56.1974 | 373.0973 | 28.5017 | 13.9609 | 266.2603 | 64.3745 | [5 empty] | 3038.2453 | 9.381 | 9.381 | 28.4287 | 9.3569 | 9.3569 | 0.40682 | 100% | 100% | 100% | 100% | 100% | 0% | 100% | 0% | 100% | 100% | 34.96% | 34.96% | 34.96% | 100% | 34.96% | 100% | 50% | 17.48% | 0% | 0% | 100% | 0% | 0% | 0% | 0% | 0% | 0% | 50%
105 | Commercial | Warehouse and storage | Large | Heating only, Natural Ventilation | Commercial electric heating | Good | Poor | Detached | 49.007 | 3.2255 | 43.9198 | 0 | Existing | 119.8171 | 97.7901 | 50.5437 | 3.3267 | 0 | 43.9198 | [5 empty] | 2670.0265 | 18.93 | 18.93 | 24.4254 | 9.148 | 9.148 | 0.39774 | 100% | 100% | 100% | 100% | 100% | 0% | 100% | 0% | 100% | 100% | 34.96% | 34.96% | 34.96% | 100% | 34.96% | 100% | 50% | 17.48% | 0% | 0% | 100% | 0% | 0% | 0% | 0% | 0% | 0% | 50%
106 | Commercial | Warehouse and storage | Large | Heating only, Natural Ventilation | Commercial electric heating | Good | Good | Detached | 43.6638 | 1.569 | 28.9629 | 0 | Existing | 75.2833 | 67.8605 | 37.5484 | 1.3492 | 0 | 28.9629 | [5 empty] | 2200.338 | 17.0648 | 17.0648 | 21.7623 | 9.8905 | 9.8905 | 0.43002 | 100% | 100% | 100% | 100% | 100% | 0% | 100% | 0% | 100% | 100% | 34.96% | 34.96% | 34.96% | 100% | 34.96% | 100% | 50% | 17.48% | 0% | 0% | 100% | 0% | 0% | 0% | 0% | 0% | 0% | 50%
107 | Commercial | Warehouse and storage | Large | Heating only, Natural Ventilation | Commercial electric heating | Poor | Poor | Detached | 101.7653 | 8.248 | 31.2997 | 0 | Existing | 382.7784 | 143.778 | 104.0455 | 8.4328 | 0 | 31.2997 | [5 empty] | 2540.6814 | 40.9518 | 40.9518 | 50.7205 | 19.9634 | 19.9634 | 0.86797 | 100% | 100% | 100% | 100% | 100% | 0% | 100% | 0% | 100% | 100% | 34.96% | 34.96% | 34.96% | 100% | 34.96% | 100% | 50% | 17.48% | 0% | 0% | 100% | 0% | 0% | 0% | 0% | 0% | 0% | 50%
108 | Commercial | Warehouse and storage | Large | Heating and Cooling, Mechanical Ventilation | Gas boiler | Good | Poor | Detached | 129.0058 | 13.0011 | 89.5698 | 572.8233 | Existing | 49.8354 | 535.3569 | 143.5782 | 14.4697 | 287.7392 | 89.5698 | [5 empty] | 3597.5532 | 39.91 | 39.91 | 64.2974 | 17.8725 | 17.8725 | 0.77707 | 100% | 100% | 100% | 100% | 100% | 0% | 0% | 0% | 100% | 100% | 100% | 100% | 100% | 100% | 100% | 100% | 50% | 50% | 0% | 0% | 100% | 0% | 100% | 0% | 0% | 0% | 0% | 50%
109 | Commercial | Warehouse and storage | Large | Heating and Cooling, Mechanical Ventilation | Gas boiler | Good | Good | Detached | 149.5736 | 27.5756 | 104.1105 | 593.2906 | Existing | 47.7148 | 560.1878 | 149.5736 | 27.5756 | 278.9281 | 104.1105 | [5 empty] | 5460.7111 | 27.3909 | 27.3909 | 74.5485 | 13.6518 | 13.6518 | 0.59356 | 100% | 100% | 100% | 100% | 100% | 0% | 0% | 0% | 100% | 100% | 100% | 100% | 100% | 100% | 100% | 100% | 50% | 50% | 0% | 0% | 100% | 0% | 100% | 0% | 0% | 0% | 0% | 50%
110 | Commercial | Warehouse and storage | Large | Heating only, Natural Ventilation | Oil boiler | Good | Poor | Detached | 104.6307 | 6.3027 | 42.6538 | 0 | Existing | 58.318 | 183.3822 | 132.7329 | 7.9955 | 0 | 42.6538 | [5 empty] | 3310.8364 | 40.0904 | 40.0904 | 52.1487 | 15.7509 | 15.7509 | 0.68482 | 100% | 100% | 100% | 100% | 100% | 0% | 0% | 100% | 100% | 100% | 34.96% | 34.96% | 34.96% | 100% | 34.96% | 100% | 50% | 17.48% | 0% | 0% | 100% | 0% | 0% | 100% | 0% | 0% | 0% | 50%
111 | Commercial | Warehouse and storage | Large | Heating only, Natural Ventilation | Oil boiler | Good | Good | Detached | 111.9405 | 8.7396 | 25.2323 | 0 | Existing | 29.6892 | 179.9495 | 143.5126 | 11.2046 | 0 | 25.2323 | [5 empty] | 2172.5 | 66.0587 | 66.0587 | 55.7919 | 25.681 | 25.681 | 1.1166 | 100% | 100% | 100% | 100% | 100% | 0% | 0% | 100% | 100% | 100% | 34.96% | 34.96% | 34.96% | 100% | 34.96% | 100% | 50% | 17.48% | 0% | 0% | 100% | 0% | 0% | 100% | 0% | 0% | 0% | 50%
112 | Commercial | Warehouse and storage | Small | Heating only, Natural Ventilation | Commercial electric heating | Poor | Poor | Detached | 25.1521 | 0.8462 | 5.5293 | 0 | Existing | 3936.7049 | 32.1407 | 25.7452 | 0.86615 | 0 | 5.5293 | [5 empty] | 389.5366 | 66.0919 | 66.0919 | 12.536 | 32.1818 | 32.1818 | 1.3992 | 99.8% | 99.8% | 99.8% | 99.8% | 99.8% | 0% | 100% | 0% | 99.8% | 99.8% | 34.96% | 34.96% | 34.89% | 99.8% | 34.89% | 100% | 49.9% | 17.48% | 0% | 0% | 100% | 0% | 0% | 0% | 0% | 0% | 0% | 49.9%
113 | Commercial | Warehouse and storage | Small | Heating only, Mechanical Ventilation | Oil boiler | Poor | Poor | Detached | 54.3045 | 1.3174 | 16.2491 | 0 | Existing | 119.3544 | 93.4789 | 75.4006 | 1.8292 | 0 | 16.2491 | [5 empty] | 588.3167 | 128.1633 | 128.1633 | 27.0657 | 46.0054 | 46.0054 | 2.0002 | 100% | 100% | 100% | 100% | 100% | 0% | 0% | 100% | 100% | 100% | 34.96% | 34.96% | 34.96% | 100% | 34.96% | 100% | 50% | 17.48% | 0% | 0% | 100% | 0% | 0% | 100% | 0% | 0% | 0% | 50%
114 | Commercial | Warehouse and storage | Small | Heating only, Natural Ventilation | Oil boiler | Poor | Poor | Detached | 68.4657 | 1.5966 | 7.3038 | 0 | Existing | 755.911 | 101.0963 | 91.6551 | 2.1374 | 0 | 7.3038 | [5 empty] | 537.2658 | 170.5955 | 170.5955 | 34.1238 | 63.5137 | 63.5137 | 2.7615 | 100% | 100% | 100% | 100% | 100% | 0% | 0% | 100% | 100% | 100% | 34.96% | 34.96% | 34.96% | 100% | 34.96% | 100% | 50% | 17.48% | 0% | 0% | 100% | 0% | 0% | 100% | 0% | 0% | 0% | 50%
115 | Commercial | Warehouse and storage | Small | Heating only, Natural Ventilation | Oil boiler | Good | Poor | Detached | 37.6174 | 1.2673 | 8.5756 | 0 | Existing | 133.279 | 56.4639 | 46.3276 | 1.5608 | 0 | 8.5756 | [5 empty] | 572.9403 | 80.8593 | 80.8593 | 18.7488 | 32.7238 | 32.7238 | 1.4228 | 100% | 100% | 100% | 100% | 100% | 0% | 0% | 100% | 100% | 100% | 34.96% | 34.96% | 34.96% | 100% | 34.96% | 100% | 50% | 17.48% | 0% | 0% | 100% | 0% | 0% | 100% | 0% | 0% | 0% | 50%
116 | Public | Education | Large | Heating only, Natural Ventilation | Oil boiler | Good | Good | Detached | 119.6354 | 44.3316 | 223.7961 | 0 | Existing | 480.9019 | 403.9093 | 131.4161 | 48.697 | 0 | 223.7961 | [5 empty] | 4553.7 | 28.8592 | 28.8592 | 59.6271 | 13.0942 | 13.0942 | 0.56931 | 100% | 100% | 100% | 100% | 100% | 0% | 0% | 100% | 100% | 100% | 34.96% | 34.96% | 34.96% | 100% | 34.96% | 100% | 50% | 17.48% | 0% | 0% | 100% | 0% | 0% | 100% | 0% | 0% | 0% | 50%
117 | Public | Education | Large | Heating only, Natural Ventilation | Oil boiler | Poor | Poor | Detached | 313.7451 | 58.1251 | 202.4038 | 0 | Existing | 400.7516 | 739.9706 | 453.5425 | 84.0243 | 0 | 202.4038 | [5 empty] | 2294.18 | 197.6926 | 197.6926 | 156.3727 | 68.1606 | 68.1606 | 2.9635 | 100% | 100% | 100% | 100% | 100% | 0% | 0% | 100% | 100% | 100% | 34.96% | 34.96% | 34.96% | 100% | 34.96% | 100% | 50% | 17.48% | 0% | 0% | 100% | 0% | 0% | 100% | 0% | 0% | 0% | 50%
118 | Public | Education | Large | Heating only, Natural Ventilation | Gas boiler | Good | Good | Detached | 140.926 | 126.4042 | 221.565 | 0 | Existing | 1546.9011 | 491.2196 | 142.1513 | 127.5032 | 0 | 221.565 | [5 empty] | 4690.9482 | 30.3033 | 30.3033 | 70.2385 | 14.9732 | 14.9732 | 0.65101 | 100% | 100% | 100% | 100% | 100% | 0% | 0% | 0% | 100% | 100% | 100% | 100% | 100% | 100% | 100% | 100% | 50% | 50% | 0% | 0% | 100% | 0% | 100% | 0% | 0% | 0% | 0% | 50%
119 | Public | Education | Large | Heating only, Natural Ventilation | Gas boiler | Poor | Good | Detached | 308.6716 | 87.0499 | 256.3356 | 0 | Existing | 80.1503 | 733.12 | 371.9025 | 104.8819 | 0 | 256.3356 | [5 empty] | 5591.4 | 66.5133 | 66.5133 | 153.8441 | 27.5144 | 27.5144 | 1.1963 | 100% | 100% | 100% | 100% | 100% | 0% | 0% | 0% | 100% | 100% | 100% | 100% | 100% | 100% | 100% | 100% | 50% | 50% | 0% | 0% | 100% | 0% | 100% | 0% | 0% | 0% | 0% | 50%
120 | Public | Education | Large | Heating only, Natural Ventilation | Gas boiler | Poor | Poor | Detached | 353.4903 | 37.2137 | 250.1222 | 0 | Existing | 384.7215 | 793.0914 | 491.2525 | 51.7167 | 0 | 250.1222 | [5 empty] | 2763.0417 | 177.7941 | 177.7941 | 176.182 | 63.7638 | 63.7638 | 2.7723 | 100% | 100% | 100% | 100% | 100% | 0% | 0% | 0% | 100% | 100% | 100% | 100% | 100% | 100% | 100% | 100% | 50% | 50% | 0% | 0% | 100% | 0% | 100% | 0% | 0% | 0% | 0% | 50%
121 | Public | Education | Large | Heating and Cooling, Mechanical Ventilation | Gas boiler | Good | Good | Detached | 320.1627 | 127.5883 | 1719.1015 | 380.0816 | Existing | 80.1503 | 2323.7942 | 374.9116 | 149.4063 | 80.3747 | 1719.1015 | [5 empty] | 12608.4 | 29.7351 | 29.7351 | 159.5713 | 12.656 | 12.656 | 0.55026 | 100% | 100% | 100% | 100% | 100% | 0% | 0% | 0% | 100% | 100% | 100% | 100% | 100% | 100% | 100% | 100% | 50% | 50% | 0% | 0% | 100% | 0% | 100% | 0% | 0% | 0% | 0% | 50%
122 | Public | Education | Large | Heating and Cooling, Mechanical Ventilation | Gas boiler | Poor | Poor | Detached | 62.3945 | 12.6443 | 145.811 | 53.9139 | Existing | 24.0451 | 247.2174 | 72.2838 | 14.6483 | 14.4743 | 145.811 | [5 empty] | 1538 | 46.9985 | 46.9985 | 31.0979 | 20.2197 | 20.2197 | 0.87912 | 100% | 100% | 100% | 100% | 100% | 0% | 0% | 0% | 100% | 100% | 100% | 100% | 100% | 100% | 100% | 100% | 50% | 50% | 0% | 0% | 100% | 0% | 100% | 0% | 0% | 0% | 0% | 50%
123 | Public | Education | Small | Heating only, Natural Ventilation | Oil boiler | Good | Good | Detached | 19.1808 | 4.9432 | 24.3627 | 0 | Existing | 1182.0464 | 54.1831 | 23.71 | 6.1104 | 0 | 24.3627 | [5 empty] | 427.527 | 55.4586 | 55.4586 | 9.5599 | 22.3608 | 22.3608 | 0.97221 | 100% | 100% | 100% | 100% | 100% | 0% | 0% | 100% | 100% | 100% | 34.96% | 34.96% | 34.96% | 100% | 34.96% | 100% | 50% | 17.48% | 0% | 0% | 100% | 0% | 0% | 100% | 0% | 0% | 0% | 50%
124 | Public | Education | Small | Heating only, Natural Ventilation | Oil boiler | Good | Poor | Detached | 31.3321 | 3.2665 | 23.3403 | 0 | Existing | 734.7856 | 66.7373 | 39.2999 | 4.0972 | 0 | 23.3403 | [5 empty] | 371.2391 | 105.8614 | 105.8614 | 15.6162 | 42.0649 | 42.0649 | 1.8289 | 100% | 100% | 100% | 100% | 100% | 0% | 0% | 100% | 100% | 100% | 34.96% | 34.96% | 34.96% | 100% | 34.96% | 100% | 50% | 17.48% | 0% | 0% | 100% | 0% | 0% | 100% | 0% | 0% | 0% | 50%
125 | Public | Education | Small | Heating only, Natural Ventilation | Oil boiler | Poor | Good | Detached | 729.5985 | 2.633 | 21.286 | 0 | Existing | 463.2344 | 1142.5154 | 1117.1977 | 4.0317 | 0 | 21.286 | [5 empty] | 406.1034 | 2751.0175 | 2751.0175 | 363.6369 | 895.4293 | 895.4293 | 38.9317 | 100% | 100% | 100% | 100% | 100% | 0% | 0% | 100% | 100% | 100% | 34.96% | 34.96% | 34.96% | 100% | 34.96% | 100% | 50% | 17.48% | 0% | 0% | 100% | 0% | 0% | 100% | 0% | 0% | 0% | 50%
126 | Public | Education | Small | Heating only, Natural Ventilation | Oil boiler | Poor | Poor | Detached | 44.737 | 4.1169 | 27.2451 | 0 | Existing | 1709.1751 | 95.2308 | 62.2565 | 5.7291 | 0 | 27.2451 | [5 empty] | 379.7757 | 163.9297 | 163.9297 | 22.2972 | 58.7116 | 58.7116 | 2.5527 | 100% | 100% | 100% | 100% | 100% | 0% | 0% | 100% | 100% | 100% | 34.96% | 34.96% | 34.96% | 100% | 34.96% | 100% | 50% | 17.48% | 0% | 0% | 100% | 0% | 0% | 100% | 0% | 0% | 0% | 50%
127 | Public | Healthcare | Large | Heating only, Natural Ventilation | Oil boiler | Poor | Good | Detached | 183.119 | 132.8634 | 264.5537 | 0 | Existing | 205.8673 | 615.3452 | 203.2917 | 147.4998 | 0 | 264.5537 | [5 empty] | 2251.8 | 90.2796 | 90.2796 | 91.2678 | 40.531 | 40.531 | 1.7622 | 100% | 100% | 100% | 100% | 100% | 0% | 0% | 100% | 100% | 100% | 34.96% | 34.96% | 34.96% | 100% | 34.96% | 100% | 50% | 17.48% | 0% | 0% | 100% | 0% | 0% | 100% | 0% | 0% | 0% | 50%
128 | Public | Healthcare | Large | Heating only, Natural Ventilation | Oil boiler | Poor | Poor | Detached | 318.8851 | 114.936 | 373.8722 | 0 | Existing | 631.3264 | 969.8163 | 438.0554 | 157.8887 | 0 | 373.8722 | [5 empty] | 2174.6087 | 201.441 | 201.441 | 158.9345 | 73.0865 | 73.0865 | 3.1777 | 100% | 100% | 100% | 100% | 100% | 0% | 0% | 100% | 100% | 100% | 34.96% | 34.96% | 34.96% | 100% | 34.96% | 100% | 50% | 17.48% | 0% | 0% | 100% | 0% | 0% | 100% | 0% | 0% | 0% | 50%
129 | Public | Healthcare | Large | Heating only, Natural Ventilation | Gas boiler | Good | Good | Detached | 190.1526 | 177.1966 | 396.8212 | 0 | Existing | 1948.8773 | 777.4325 | 197.0176 | 183.5938 | 0 | 396.8212 | [5 empty] | 3495.507 | 56.3631 | 56.3631 | 94.7734 | 27.1129 | 27.1129 | 1.1788 | 100% | 100% | 100% | 100% | 100% | 0% | 0% | 0% | 100% | 100% | 100% | 100% | 100% | 100% | 100% | 100% | 50% | 50% | 0% | 0% | 100% | 0% | 100% | 0% | 0% | 0% | 0% | 50%
130 | Public | Healthcare | Large | Heating only, Natural Ventilation | Gas boiler | Poor | Good | Detached | 319.0765 | 191.022 | 369.4976 | 0 | Existing | 260.7653 | 942.4061 | 358.3654 | 214.5431 | 0 | 369.4976 | [5 empty] | 3022.3158 | 118.5731 | 118.5731 | 159.0299 | 52.6186 | 52.6186 | 2.2878 | 100% | 100% | 100% | 100% | 100% | 0% | 0% | 0% | 100% | 100% | 100% | 100% | 100% | 100% | 100% | 100% | 50% | 50% | 0% | 0% | 100% | 0% | 100% | 0% | 0% | 0% | 0% | 50%
131 | Public | Healthcare | Large | Heating and Cooling, Mechanical Ventilation | Gas boiler | Good | Good | Detached | 285.9988 | 225.3136 | 1386.413 | 412.1842 | Existing | 260.7653 | 2009.7408 | 285.9988 | 225.3136 | 112.0153 | 1386.413 | [5 empty] | 5444.1053 | 52.5337 | 52.5337 | 142.5438 | 26.1831 | 26.1831 | 1.1384 | 100% | 100% | 100% | 100% | 100% | 0% | 0% | 0% | 100% | 100% | 100% | 100% | 100% | 100% | 100% | 100% | 50% | 50% | 0% | 0% | 100% | 0% | 100% | 0% | 0% | 0% | 0% | 50%
132 | Public | Healthcare | Large | Heating and Cooling, Mechanical Ventilation | Gas boiler | Poor | Good | Detached | 569.3548 | 533.0612 | 3294.0199 | 1414.8332 | Existing | 82.3469 | 5103.8524 | 569.3548 | 533.0612 | 707.4166 | 3294.0199 | [5 empty] | 7784.6667 | 73.138 | 73.138 | 283.7703 | 36.4525 | 36.4525 | 1.5849 | 100% | 100% | 100% | 100% | 100% | 0% | 0% | 0% | 100% | 100% | 100% | 100% | 100% | 100% | 100% | 100% | 50% | 50% | 0% | 0% | 100% | 0% | 100% | 0% | 0% | 0% | 0% | 50%
133 | Public | Healthcare | Small | Heating and Cooling, Mechanical Ventilation | Commercial electric heating | Good | Good | Detached | 17.6513 | 6.4119 | 34.9168 | 14.3477 | Existing | 441.3499 | 48.472 | 6.0376 | 2.1932 | 5.3244 | 34.9168 | [5 empty] | 292.3125 | 20.6547 | 20.6547 | 8.7975 | 30.0963 | 30.0963 | 1.3085 | 97.92% | 97.92% | 97.92% | 97.92% | 97.92% | 0% | 100% | 0% | 97.92% | 97.92% | 34.96% | 34.96% | 34.23% | 97.92% | 34.23% | 100% | 48.96% | 17.48% | 0% | 0% | 100% | 0% | 0% | 0% | 0% | 0% | 0% | 48.96%
134 | Public | Healthcare | Small | Heating and Cooling, Mechanical Ventilation | Commercial electric heating | Poor | Good | Detached | 19.9549 | 2.3923 | 27.504 | 7.7777 | Existing | 413.7655 | 41.9626 | 10.1928 | 1.222 | 3.0438 | 27.504 | [5 empty] | 162.6 | 62.6865 | 62.6865 | 9.9457 | 61.1665 | 61.1665 | 2.6594 | 71.11% | 71.11% | 71.11% | 71.11% | 71.11% | 0% | 100% | 0% | 71.11% | 71.11% | 34.96% | 34.96% | 24.86% | 71.11% | 24.86% | 100% | 35.56% | 17.48% | 0% | 0% | 100% | 0% | 0% | 0% | 0% | 0% | 0% | 35.56%
135 | Public | Healthcare | Small | Heating and Cooling, Mechanical Ventilation | Commercial electric heating | Poor | Poor | Detached | 21.3577 | 3.2174 | 24.6462 | 9.83 | Existing | 799.9467 | 42.5765 | 11.3728 | 1.7132 | 4.8443 | 24.6462 | [5 empty] | 170.954 | 66.5255 | 66.5255 | 10.6448 | 62.2671 | 62.2671 | 2.7073 | 97.7% | 97.7% | 97.7% | 97.7% | 97.7% | 0% | 100% | 0% | 97.7% | 97.7% | 34.96% | 34.96% | 34.15% | 97.7% | 34.15% | 100% | 48.85% | 17.48% | 0% | 0% | 100% | 0% | 0% | 0% | 0% | 0% | 0% | 48.85%
136 | Public | Healthcare | Small | Heating only, Natural Ventilation | Commercial electric heating | Poor | Good | Detached | 19.8913 | 5.2926 | 29.947 | 0 | Existing | 487.3238 | 55.7229 | 20.3589 | 5.417 | 0 | 29.947 | [5 empty] | 144.7358 | 140.6621 | 140.6621 | 9.914 | 68.497 | 68.497 | 2.9781 | 100% | 100% | 100% | 100% | 100% | 0% | 100% | 0% | 100% | 100% | 34.96% | 34.96% | 34.96% | 100% | 34.96% | 100% | 50% | 17.48% | 0% | 0% | 100% | 0% | 0% | 0% | 0% | 0% | 0% | 50%
137 | Public | Healthcare | Small | Heating only, Natural Ventilation | Commercial electric heating | Poor | Poor | Detached | 24.7524 | 3.5075 | 21.1989 | 0 | Existing | 2942.3325 | 48.8426 | 24.2127 | 3.431 | 0 | 21.1989 | [5 empty] | 125.2531 | 193.3103 | 193.3103 | 12.3367 | 98.4945 | 98.4945 | 4.2824 | 95.94% | 95.94% | 95.94% | 95.94% | 95.94% | 0% | 100% | 0% | 95.94% | 95.94% | 34.96% | 34.96% | 33.54% | 95.94% | 33.54% | 100% | 47.97% | 17.48% | 0% | 0% | 100% | 0% | 0% | 0% | 0% | 0% | 0% | 47.97%
138 | Public | Healthcare | Small | Heating only, Natural Ventilation | Gas boiler | Good | Good | Detached | 25.7947 | 18.5769 | 52.0498 | 0 | Existing | 956.2581 | 101.5136 | 28.7549 | 20.7088 | 0 | 52.0498 | [5 empty] | 430.1731 | 66.8451 | 66.8451 | 12.8563 | 29.8863 | 29.8863 | 1.2994 | 98.08% | 98.08% | 98.08% | 98.08% | 98.08% | 0% | 0% | 0% | 98.08% | 98.08% | 100% | 100% | 98.08% | 98.08% | 98.08% | 100% | 49.04% | 50% | 0% | 0% | 100% | 0% | 100% | 0% | 0% | 0% | 0% | 49.04%
139 | Public | Healthcare | Small | Heating only, Natural Ventilation | Gas boiler | Poor | Good | Detached | 43.7767 | 15.5145 | 57.5562 | 0 | Existing | 331.0124 | 132.5188 | 55.3475 | 19.6152 | 0 | 57.5562 | [5 empty] | 325.6111 | 169.9804 | 169.9804 | 21.8186 | 67.0082 | 67.0082 | 2.9134 | 100% | 100% | 100% | 100% | 100% | 0% | 0% | 0% | 100% | 100% | 100% | 100% | 100% | 100% | 100% | 100% | 50% | 50% | 0% | 0% | 100% | 0% | 100% | 0% | 0% | 0% | 0% | 50%
140 | Public | Healthcare | Small | Heating only, Natural Ventilation | Gas boiler | Poor | Poor | Detached | 60.3904 | 14.459 | 43.5187 | 0 | Existing | 1507.9454 | 147.964 | 84.2692 | 20.1762 | 0 | 43.5187 | [5 empty] | 278.8537 | 302.1986 | 302.1986 | 30.099 | 107.9384 | 107.9384 | 4.693 | 98.17% | 98.17% | 98.17% | 98.17% | 98.17% | 0% | 0% | 0% | 98.17% | 98.17% | 100% | 100% | 98.17% | 98.17% | 98.17% | 100% | 49.09% | 50% | 0% | 0% | 100% | 0% | 100% | 0% | 0% | 0% | 0% | 49.09%
141 | Public | Healthcare | Small | Heating only, Natural Ventilation | Oil boiler | Good | Good | Detached | 21.3335 | 8.0745 | 44.1631 | 0 | Existing | 524.103 | 78.0492 | 24.582 | 9.304 | 0 | 44.1631 | [5 empty] | 381.4561 | 64.4426 | 64.4426 | 10.6327 | 27.8741 | 27.8741 | 1.2119 | 100% | 100% | 100% | 100% | 100% | 0% | 0% | 100% | 100% | 100% | 34.96% | 34.96% | 34.96% | 100% | 34.96% | 100% | 50% | 17.48% | 0% | 0% | 100% | 0% | 0% | 100% | 0% | 0% | 0% | 50%
142 | Public | Healthcare | Small | Heating only, Natural Ventilation | Oil boiler | Poor | Poor | Detached | 47.0443 | 18.5287 | 61.7435 | 0 | Existing | 1747.0099 | 152.08 | 64.8104 | 25.5261 | 0 | 61.7435 | [5 empty] | 351.7842 | 184.2335 | 184.2335 | 23.4472 | 66.6522 | 66.6522 | 2.8979 | 100% | 100% | 100% | 100% | 100% | 0% | 0% | 100% | 100% | 100% | 34.96% | 34.96% | 34.96% | 100% | 34.96% | 100% | 50% | 17.48% | 0% | 0% | 100% | 0% | 0% | 100% | 0% | 0% | 0% | 50%
143 | Public | Office | Large | Heating only, Mechanical Ventilation | Gas boiler | Good | Good | Detached | 185.5182 | 14.1363 | 395.2192 | 0 | Existing | 11.7833 | 612.9822 | 202.3445 | 15.4185 | 0 | 395.2192 | [5 empty] | 3167.6957 | 63.8775 | 63.8775 | 92.4635 | 29.1895 | 29.1895 | 1.2691 | 100% | 100% | 100% | 100% | 100% | 0% | 0% | 0% | 100% | 100% | 100% | 100% | 100% | 100% | 100% | 100% | 50% | 50% | 0% | 0% | 100% | 0% | 100% | 0% | 0% | 0% | 0% | 50%
144 | Public | Office | Large | Heating only, Mechanical Ventilation | Gas boiler | Poor | Poor | Detached | 324.0789 | 29.1319 | 440.3583 | 0 | Existing | 25.1035 | 881.013 | 404.3107 | 36.344 | 0 | 440.3583 | [5 empty] | 2729.1224 | 148.1468 | 148.1468 | 161.5231 | 59.185 | 59.185 | 2.5733 | 100% | 100% | 100% | 100% | 100% | 0% | 0% | 0% | 100% | 100% | 100% | 100% | 100% | 100% | 100% | 100% | 50% | 50% | 0% | 0% | 100% | 0% | 100% | 0% | 0% | 0% | 0% | 50%
145 | Public | Office | Large | Heating only, Natural Ventilation | Oil boiler | Poor | Poor | Detached | 316.5515 | 13.7912 | 430.2831 | 0 | Existing | 49.1824 | 888.5674 | 439.1519 | 19.1325 | 0 | 430.2831 | [5 empty] | 2811.0521 | 156.2233 | 156.2233 | 157.7714 | 56.1254 | 56.1254 | 2.4402 | 100% | 100% | 100% | 100% | 100% | 0% | 0% | 100% | 100% | 100% | 34.96% | 34.96% | 34.96% | 100% | 34.96% | 100% | 50% | 17.48% | 0% | 0% | 100% | 0% | 0% | 100% | 0% | 0% | 0% | 50%
146 | Public | Office | Large | Heating only, Natural Ventilation | Gas boiler | Poor | Good | Detached | 236.235 | 6.5388 | 205.0963 | 0 | Existing | 6.1478 | 496.0523 | 283.1194 | 7.8366 | 0 | 205.0963 | [5 empty] | 1681.0833 | 168.4149 | 168.4149 | 117.7412 | 70.0389 | 70.0389 | 3.0452 | 100% | 100% | 100% | 100% | 100% | 0% | 0% | 0% | 100% | 100% | 100% | 100% | 100% | 100% | 100% | 100% | 50% | 50% | 0% | 0% | 100% | 0% | 100% | 0% | 0% | 0% | 0% | 50%
147 | Public | Office | Large | Heating only, Natural Ventilation | Gas boiler | Poor | Poor | Detached | 426.8962 | 26.4853 | 481.3331 | 0 | Existing | 90.68 | 1071.6796 | 555.8601 | 34.4864 | 0 | 481.3331 | [5 empty] | 2924.209 | 190.089 | 190.089 | 212.768 | 72.7609 | 72.7609 | 3.1635 | 100% | 100% | 100% | 100% | 100% | 0% | 0% | 0% | 100% | 100% | 100% | 100% | 100% | 100% | 100% | 100% | 50% | 50% | 0% | 0% | 100% | 0% | 100% | 0% | 0% | 0% | 0% | 50%
148 | Public | Office | Large | Heating and Cooling, Mechanical Ventilation | Commercial electric heating | Good | Good | Detached | 131.7806 | 32.9784 | 451.2724 | 295.9897 | Existing | 90.1677 | 625.2215 | 53.9995 | 13.5135 | 106.436 | 451.2724 | [5 empty] | 3001.9886 | 17.9879 | 17.9879 | 65.6804 | 21.879 | 21.879 | 0.95126 | 100% | 100% | 100% | 100% | 100% | 0% | 100% | 0% | 100% | 100% | 34.96% | 34.96% | 34.96% | 100% | 34.96% | 100% | 50% | 17.48% | 0% | 0% | 100% | 0% | 0% | 0% | 0% | 0% | 0% | 50%
149 | Public | Office | Large | Heating and Cooling, Mechanical Ventilation | Commercial electric heating | Poor | Good | Detached | 212.0218 | 49.1874 | 455.6023 | 245.9428 | Existing | 26.1281 | 650.1094 | 91.3706 | 21.1973 | 81.9392 | 455.6023 | [5 empty] | 3527.5294 | 25.9022 | 25.9022 | 105.6731 | 29.9567 | 29.9567 | 1.3025 | 100% | 100% | 100% | 100% | 100% | 0% | 100% | 0% | 100% | 100% | 34.96% | 34.96% | 34.96% | 100% | 34.96% | 100% | 50% | 17.48% | 0% | 0% | 100% | 0% | 0% | 0% | 0% | 0% | 0% | 50%
150 | Public | Office | Large | Heating and Cooling, Mechanical Ventilation | Gas boiler | Good | Good | Detached | 222.6752 | 46.5261 | 1020.4947 | 638.4083 | Existing | 200.3157 | 1507.9233 | 222.6752 | 46.5261 | 218.2273 | 1020.4947 | [5 empty] | 6501.4066 | 34.2503 | 34.2503 | 110.9829 | 17.0706 | 17.0706 | 0.7422 | 100% | 100% | 100% | 100% | 100% | 0% | 0% | 0% | 100% | 100% | 100% | 100% | 100% | 100% | 100% | 100% | 50% | 50% | 0% | 0% | 100% | 0% | 100% | 0% | 0% | 0% | 0% | 50%
151 | Public | Office | Large | Heating and Cooling, Mechanical Ventilation | Gas boiler | Poor | Poor | Detached | 479.3362 | 41.7618 | 870.3325 | 504.1168 | Existing | 176.2368 | 1722.0254 | 562.7037 | 49.0251 | 239.9641 | 870.3325 | [5 empty] | 3948.3547 | 142.516 | 142.516 | 238.9044 | 60.5073 | 60.5073 | 2.6308 | 100% | 100% | 100% | 100% | 100% | 0% | 0% | 0% | 100% | 100% | 100% | 100% | 100% | 100% | 100% | 100% | 50% | 50% | 0% | 0% | 100% | 0% | 100% | 0% | 0% | 0% | 0% | 50%
152 | Public | Office | Small | Heating and Cooling, Mechanical Ventilation | Commercial electric heating | Good | Good | Detached | 16.3434 | 2.9445 | 54.7421 | 51.2313 | Existing | 208.2561 | 87.2393 | 7.8325 | 1.4111 | 23.2536 | 54.7421 | [5 empty] | 275.3316 | 28.4476 | 28.4476 | 8.1457 | 29.5849 | 29.5849 | 1.2863 | 96.65% | 96.65% | 96.65% | 96.65% | 96.65% | 0% | 100% | 0% | 96.65% | 96.65% | 34.96% | 34.96% | 33.79% | 96.65% | 33.79% | 100% | 48.32% | 17.48% | 0% | 0% | 100% | 0% | 0% | 0% | 0% | 0% | 0% | 48.32%
153 | Public | Office | Small | Heating and Cooling, Mechanical Ventilation | Commercial electric heating | Poor | Good | Detached | 26.9226 | 3.0584 | 48.5527 | 33.1449 | Existing | 97.3331 | 77.5969 | 12.834 | 1.4579 | 14.7523 | 48.5527 | [5 empty] | 263.0679 | 48.7859 | 48.7859 | 13.4184 | 51.0075 | 51.0075 | 2.2177 | 98.87% | 98.87% | 98.87% | 98.87% | 98.87% | 0% | 100% | 0% | 98.87% | 98.87% | 34.96% | 34.96% | 34.56% | 98.87% | 34.56% | 100% | 49.43% | 17.48% | 0% | 0% | 100% | 0% | 0% | 0% | 0% | 0% | 0% | 49.43%
154 | Public | Office | Small | Heating and Cooling, Mechanical Ventilation | Commercial electric heating | Poor | Poor | Detached | 37.692 | 3.7296 | 51.3607 | 27.327 | Existing | 424.5928 | 88.4942 | 21.5677 | 2.1341 | 13.4317 | 51.3607 | [5 empty] | 284.7258 | 75.7489 | 75.7489 | 18.786 | 65.9792 | 65.9792 | 2.8687 | 99.31% | 99.31% | 99.31% | 99.31% | 99.31% | 0% | 100% | 0% | 99.31% | 99.31% | 34.96% | 34.96% | 34.72% | 99.31% | 34.72% | 100% | 49.65% | 17.48% | 0% | 0% | 100% | 0% | 0% | 0% | 0% | 0% | 0% | 49.65%
155 | Public | Office | Small | Heating and Cooling, Mechanical Ventilation | Gas boiler | Poor | Good | Detached | 47.456 | 5.3365 | 125.8603 | 119.1857 | Existing | 44.4427 | 245.7802 | 56.6154 | 6.3665 | 56.9379 | 125.8603 | [5 empty] | 437.3223 | 129.4593 | 129.4593 | 23.6524 | 54.0846 | 54.0846 | 2.3515 | 100% | 100% | 100% | 100% | 100% | 0% | 0% | 0% | 100% | 100% | 100% | 100% | 100% | 100% | 100% | 100% | 50% | 50% | 0% | 0% | 100% | 0% | 100% | 0% | 0% | 0% | 0% | 50%
156 | Public | Office | Small | Heating and Cooling, Mechanical Ventilation | Gas boiler | Poor | Poor | Detached | 58.2377 | 3.4923 | 102.4223 | 82.623 | Existing | 172.6286 | 216.8731 | 69.0757 | 4.1422 | 41.2329 | 102.4223 | [5 empty] | 393.417 | 175.5789 | 175.5789 | 29.0261 | 73.7794 | 73.7794 | 3.2078 | 100% | 100% | 100% | 100% | 100% | 0% | 0% | 0% | 100% | 100% | 100% | 100% | 100% | 100% | 100% | 100% | 50% | 50% | 0% | 0% | 100% | 0% | 100% | 0% | 0% | 0% | 0% | 50%
157 | Public | Office | Small | Heating only, Natural Ventilation | Electric heating | Poor | Good | Detached | 19.9839 | 0.99115 | 32.6633 | 0 | Existing | 154.6311 | 52.8488 | 19.2316 | 0.95384 | 0 | 32.6633 | [5 empty] | 161.171 | 119.3244 | 119.3244 | 9.9601 | 61.7985 | 61.7985 | 2.6869 | 96.44% | 96.44% | 96.44% | 96.44% | 96.44% | 100% | 0% | 0% | 96.44% | 96.44% | 34.96% | 34.96% | 33.71% | 96.44% | 33.71% | 100% | 48.22% | 17.48% | 0% | 0% | 100% | 0% | 0% | 0% | 0% | 0% | 0% | 48.22%
158 | Public | Office | Small | Heating only, Natural Ventilation | Electric heating | Poor | Poor | Detached | 30.3413 | 1.192 | 31.0375 | 0 | Existing | 1227.1319 | 62.2138 | 29.9979 | 1.1785 | 0 | 31.0375 | [5 empty] | 174.0419 | 172.3601 | 172.3601 | 15.1223 | 86.8889 | 86.8889 | 3.7778 | 97.1% | 97.1% | 97.1% | 97.1% | 97.1% | 100% | 0% | 0% | 97.1% | 97.1% | 34.96% | 34.96% | 33.94% | 97.1% | 33.94% | 100% | 48.55% | 17.48% | 0% | 0% | 100% | 0% | 0% | 0% | 0% | 0% | 0% | 48.55%
159 | Public | Office | Small | Heating only, Natural Ventilation | Gas boiler | Poor | Good | Detached | 29.427 | 3.059 | 38.9694 | 0 | Existing | 48.4829 | 79.0296 | 36.288 | 3.7723 | 0 | 38.9694 | [5 empty] | 236.8864 | 153.1874 | 153.1874 | 14.6666 | 61.9142 | 61.9142 | 2.6919 | 97.73% | 97.73% | 97.73% | 97.73% | 97.73% | 0% | 0% | 0% | 97.73% | 97.73% | 100% | 100% | 97.73% | 97.73% | 97.73% | 100% | 48.86% | 50% | 0% | 0% | 100% | 0% | 100% | 0% | 0% | 0% | 0% | 48.86%
160 | Public | Office | Small | Heating only, Natural Ventilation | Gas boiler | Poor | Poor | Detached | 47.5373 | 1.8341 | 43.5006 | 0 | Existing | 470.1373 | 107.5667 | 61.6861 | 2.38 | 0 | 43.5006 | [5 empty] | 264.0164 | 233.6449 | 233.6449 | 23.6929 | 89.7402 | 89.7402 | 3.9017 | 98.36% | 98.36% | 98.36% | 98.36% | 98.36% | 0% | 0% | 0% | 98.36% | 98.36% | 100% | 100% | 98.36% | 98.36% | 98.36% | 100% | 49.18% | 50% | 0% | 0% | 100% | 0% | 100% | 0% | 0% | 0% | 0% | 49.18%
161 | Public | Office | Small | Heating only, Natural Ventilation | Oil boiler | Poor | Poor | Detached | 43.3295 | 1.9903 | 40.0062 | 0 | Existing | 257.8409 | 102.5127 | 59.7614 | 2.7451 | 0 | 40.0062 | [5 empty] | 266.2407 | 224.4637 | 224.4637 | 21.5957 | 81.1134 | 81.1134 | 3.5267 | 99.57% | 99.57% | 99.57% | 99.57% | 99.57% | 0% | 0% | 99.57% | 99.57% | 99.57% | 34.96% | 34.96% | 34.81% | 99.57% | 34.81% | 100% | 49.79% | 17.48% | 0% | 0% | 100% | 0% | 0% | 100% | 0% | 0% | 0% | 49.79%
162 | Residential |  |  |  | Electric heating | A1-B2 |  | Terraced House | 3.0953 | 2.7151 | 3.6461 | 0 | Existing | 8706.0567 |  | 0.7635 | 1.2308 | 0 | 3.6461 | 2.227% | 0.6312% | 4.928% | 53.27% | 46.73% | 109.7242 | 6.9584 | 6.9584 | 1.5427 | 14.0599 | 14.0599 | 0.6113 |  | 95.07% | 95.07% | 95.07% | 95.07% | 100% | 0% | 95.07% | 95.07% | 95.07% | 34.96% | 34.96% | 33.23% | 90.39% | 33.23% | 100% | 49.68% | 17.48% | 100% | 50% | 100% | 100% | 0% | 0% | 0% | 47.54% | 0% | 47.54%
163 | Residential |  |  |  | Electric heating | B3-C1 |  | Terraced House | 4.6558 | 2.0415 | 3.7367 | 0 | Existing | 520.6533 |  | 2.8076 | 1.634 | 0 | 3.7367 | 9.384% | 3.779% | 26.1% | 69.52% | 30.48% | 95.6974 | 29.3387 | 29.3387 | 2.3205 | 24.2481 | 24.2481 | 1.0543 |  | 73.9% | 73.9% | 73.9% | 73.9% | 100% | 0% | 73.9% | 73.9% | 73.9% | 34.96% | 34.96% | 25.83% | 54.61% | 25.83% | 100% | 48.11% | 17.48% | 100% | 50% | 100% | 100% | 0% | 0% | 0% | 36.95% | 0% | 36.95%
164 | Residential |  |  |  | Electric heating | C2-C3 |  | Terraced House | 4.5116 | 1.977 | 3.769 | 0 | Existing | 1838.3185 |  | 4.6395 | 1.9649 | 0 | 3.769 | 5.731% | 5.285% | 10.8% | 69.53% | 30.47% | 97.3412 | 47.6618 | 47.6618 | 2.2486 | 23.1002 | 23.1002 | 1.0044 |  | 89.2% | 89.2% | 89.2% | 89.2% | 100% | 0% | 89.2% | 89.2% | 89.2% | 34.96% | 34.96% | 31.18% | 79.57% | 31.18% | 100% | 47.36% | 17.48% | 100% | 50% | 100% | 100% | 0% | 0% | 0% | 44.6% | 0% | 44.6%
165 | Residential |  |  |  | Electric heating | D1-D2 |  | Terraced House | 4.6255 | 1.9099 | 3.7052 | 0 | Existing | 5560.7609 |  | 4.9089 | 1.9563 | 0 | 3.7052 | 5.107% | 4.289% | 17.96% | 70.78% | 29.22% | 87.109 | 56.3532 | 63.7063 | 2.3054 | 26.4653 | 29.9186 | 1.3008 |  | 82.04% | 82.04% | 82.04% | 82.04% | 100% | 0% | 82.04% | 82.04% | 82.04% | 34.96% | 34.96% | 28.68% | 67.31% | 28.68% | 100% | 47.86% | 17.48% | 100% | 50% | 100% | 100% | 0% | 0% | 0% | 41.02% | 0% | 41.02%
166 | Residential |  |  |  | Electric heating | E1-E2 |  | Terraced House | 5.0993 | 1.8424 | 3.648 | 0 | Existing | 3581.9728 |  | 5.4414 | 1.9611 | 0 | 3.648 | 13.68% | 8.108% | 33.93% | 73.46% | 26.54% | 78.6295 | 69.2027 | 89.4054 | 2.5415 | 32.3225 | 41.7586 | 1.8156 |  | 66.07% | 66.07% | 66.07% | 66.07% | 100% | 0% | 66.07% | 66.07% | 66.07% | 34.96% | 34.96% | 23.1% | 43.65% | 23.1% | 100% | 45.95% | 17.48% | 100% | 50% | 100% | 100% | 0% | 0% | 0% | 33.03% | 0% | 33.03%
167 | Residential |  |  |  | Electric heating | F |  | Terraced House | 6.4147 | 1.8226 | 3.6737 | 0 | Existing | 2078.0328 |  | 6.8897 | 1.9707 | 0 | 3.6737 | 36.59% | 15.66% | 42.62% | 77.87% | 22.13% | 78.8505 | 87.3773 | 125.7546 | 3.1971 | 40.5469 | 58.3556 | 2.5372 |  | 57.38% | 57.38% | 57.38% | 57.38% | 100% | 0% | 57.38% | 57.38% | 57.38% | 34.96% | 34.96% | 20.06% | 32.93% | 20.06% | 100% | 42.17% | 17.48% | 100% | 50% | 100% | 100% | 0% | 0% | 0% | 28.69% | 0% | 28.69%
168 | Residential |  |  |  | Electric heating | G |  | Terraced House | 8.8186 | 1.9759 | 3.6889 | 0 | Existing | 6690.6244 |  | 9.5842 | 2.1837 | 0 | 3.6889 | 64.61% | 22.34% | 45.87% | 81.7% | 18.3% | 78.0356 | 122.8182 | 196.6365 | 4.3952 | 56.3234 | 90.1758 | 3.9207 |  | 54.13% | 54.13% | 54.13% | 54.13% | 100% | 0% | 54.13% | 54.13% | 54.13% | 34.96% | 34.96% | 18.92% | 29.3% | 18.92% | 100% | 38.83% | 17.48% | 100% | 50% | 100% | 100% | 0% | 0% | 0% | 27.07% | 0% | 27.07%
169 | Residential |  |  |  | Gas boiler | A1-B2 |  | Terraced House | 2.9587 | 2.8102 | 3.835 | 0 | Existing | 20703.5936 |  | 3.3504 | 3.1221 | 0 | 3.835 | 2.014% | 7.335% | 1.51% | 51.29% | 48.71% | 117.3305 | 28.5551 | 28.5551 | 1.4747 | 12.5684 | 12.5684 | 0.54645 |  | 92.66% | 92.66% | 92.66% | 92.66% | 0% | 0% | 98.49% | 98.49% | 98.49% | 100% | 100% | 92.66% | 91.27% | 92.66% | 100% | 49.24% | 50% | 100% | 50% | 100% | 100% | 100% | 0% | 0% | 46.33% | 0% | 49.24%
170 | Residential |  |  |  | Gas boiler | B3-C1 |  | Terraced House | 4.2567 | 2.3422 | 3.8718 | 0 | Existing | 41306.3691 |  | 5.3255 | 2.7964 | 0 | 3.8718 | 6.106% | 7.097% | 5.258% | 64.51% | 35.49% | 95.6713 | 55.6646 | 62.3291 | 2.1216 | 22.1757 | 24.8308 | 1.0796 |  | 92.9% | 92.9% | 92.9% | 92.9% | 0% | 0% | 94.74% | 94.74% | 94.74% | 100% | 100% | 92.9% | 88.02% | 92.9% | 100% | 47.37% | 50% | 100% | 50% | 100% | 100% | 100% | 0% | 0% | 46.45% | 0% | 47.37%
171 | Residential |  |  |  | Gas boiler | C2-C3 |  | Terraced House | 4.6224 | 2.3384 | 3.8563 | 0 | Existing | 48879.6876 |  | 6.1203 | 2.9092 | 0 | 3.8563 | 7.621% | 5.636% | 9.215% | 66.41% | 33.59% | 88.9175 | 68.8314 | 88.6628 | 2.3039 | 25.91 | 33.3751 | 1.4511 |  | 90.78% | 90.78% | 90.78% | 90.78% | 0% | 0% | 90.78% | 90.78% | 90.78% | 100% | 100% | 90.78% | 82.42% | 90.78% | 100% | 47.18% | 50% | 100% | 50% | 100% | 100% | 100% | 0% | 0% | 45.39% | 0% | 45.39%
172 | Residential |  |  |  | Gas boiler | D1-D2 |  | Terraced House | 5.6643 | 2.3194 | 3.8611 | 0 | Existing | 36812.2744 |  | 7.6787 | 2.9375 | 0 | 3.8611 | 18.41% | 7.632% | 18.43% | 70.95% | 29.05% | 85.6905 | 89.6103 | 130.2205 | 2.8231 | 32.9454 | 47.8759 | 2.0816 |  | 81.57% | 81.57% | 81.57% | 81.57% | 0% | 0% | 81.57% | 81.57% | 81.57% | 100% | 100% | 81.57% | 66.54% | 81.57% | 100% | 46.18% | 50% | 100% | 50% | 100% | 100% | 100% | 0% | 0% | 40.79% | 0% | 40.79%
173 | Residential |  |  |  | Gas boiler | E1-E2 |  | Terraced House | 7.2483 | 2.2639 | 3.8702 | 0 | Existing | 19218.6627 |  | 10.1694 | 2.9085 | 0 | 3.8702 | 35.42% | 7.952% | 23.29% | 76.2% | 23.8% | 84.5177 | 120.3229 | 191.6459 | 3.6126 | 42.7436 | 68.0804 | 2.96 |  | 76.71% | 76.71% | 76.71% | 76.71% | 0% | 0% | 76.71% | 76.71% | 76.71% | 100% | 100% | 76.71% | 58.85% | 76.71% | 100% | 46.02% | 50% | 100% | 50% | 100% | 100% | 100% | 0% | 0% | 38.36% | 0% | 38.36%
174 | Residential |  |  |  | Gas boiler | F |  | Terraced House | 8.1479 | 2.3228 | 3.8711 | 0 | Existing | 9382.9178 |  | 12.0616 | 3.0524 | 0 | 3.8711 | 44.73% | 7.585% | 27.59% | 77.82% | 22.18% | 82.0942 | 146.924 | 244.848 | 4.061 | 49.4672 | 82.4368 | 3.5842 |  | 72.41% | 72.41% | 72.41% | 72.41% | 0% | 0% | 72.41% | 72.41% | 72.41% | 100% | 100% | 72.41% | 52.43% | 72.41% | 100% | 46.21% | 50% | 100% | 50% | 100% | 100% | 100% | 0% | 0% | 36.2% | 0% | 36.2%
175 | Residential |  |  |  | Gas boiler | G |  | Terraced House | 8.3157 | 2.3866 | 3.8048 | 0 | Existing | 6626.6537 |  | 13.0602 | 3.1974 | 0 | 3.8048 | 57.63% | 7.062% | 43.32% | 77.7% | 22.3% | 72.6866 | 179.6787 | 310.3574 | 4.1446 | 57.0204 | 98.4908 | 4.2822 |  | 56.68% | 56.68% | 56.68% | 56.68% | 0% | 0% | 56.68% | 56.68% | 56.68% | 100% | 100% | 56.68% | 32.12% | 56.68% | 100% | 46.47% | 50% | 100% | 50% | 100% | 100% | 100% | 0% | 0% | 28.34% | 0% | 28.34%
176 | Residential |  |  |  | Oil boiler | A1-B2 |  | Terraced House | 4.2491 | 2.5792 | 3.9568 | 0 | Existing | 1495.734 |  | 4.8471 | 2.8151 | 0 | 3.9568 | 5.676% | 2.174% | 1.932% | 62.23% | 37.77% | 111.9896 | 43.2814 | 43.2814 | 2.1178 | 18.9106 | 18.9106 | 0.8222 |  | 97.83% | 97.83% | 97.83% | 97.83% | 0% | 0% | 100% | 100% | 100% | 34.96% | 34.96% | 34.2% | 97.83% | 34.2% | 100% | 49.03% | 17.48% | 100% | 50% | 100% | 100% | 0% | 100% | 0% | 48.91% | 0% | 50%
177 | Residential |  |  |  | Oil boiler | B3-C1 |  | Terraced House | 4.8195 | 2.6888 | 3.9946 | 0 | Existing | 12491.5463 |  | 5.9272 | 3.1215 | 0 | 3.9946 | 4.093% | 1.836% | 2.589% | 64.19% | 35.81% | 97.9717 | 60.4995 | 71.9989 | 2.4021 | 24.518 | 29.1783 | 1.2686 |  | 97.41% | 97.41% | 97.41% | 97.41% | 0% | 0% | 100% | 100% | 100% | 34.96% | 34.96% | 34.05% | 97.41% | 34.05% | 100% | 49.08% | 17.48% | 100% | 50% | 100% | 100% | 0% | 100% | 0% | 48.71% | 0% | 50%
178 | Residential |  |  |  | Oil boiler | C2-C3 |  | Terraced House | 5.4226 | 2.7612 | 3.996 | 0 | Existing | 18259.5155 |  | 7.0512 | 3.3156 | 0 | 3.996 | 5.857% | 1.185% | 8.548% | 66.26% | 33.74% | 91.3054 | 77.2266 | 105.4532 | 2.7027 | 29.6002 | 40.4191 | 1.7574 |  | 91.45% | 91.45% | 91.45% | 91.45% | 0% | 0% | 100% | 100% | 100% | 34.96% | 34.96% | 31.97% | 91.45% | 31.97% | 100% | 49.41% | 17.48% | 100% | 50% | 100% | 100% | 0% | 100% | 0% | 45.73% | 0% | 50%
179 | Residential |  |  |  | Oil boiler | D1-D2 |  | Terraced House | 6.7032 | 2.9254 | 3.9936 | 0 | Existing | 16100.8174 |  | 9.1219 | 3.6338 | 0 | 3.9936 | 16.46% | 1.141% | 15% | 69.62% | 30.38% | 87.9528 | 103.7139 | 158.4277 | 3.3409 | 37.9851 | 58.0241 | 2.5228 |  | 85% | 85% | 85% | 85% | 0% | 0% | 100% | 100% | 100% | 34.96% | 34.96% | 29.71% | 85% | 29.71% | 100% | 49.43% | 17.48% | 100% | 50% | 100% | 100% | 0% | 100% | 0% | 42.5% | 0% | 50%
180 | Residential |  |  |  | Oil boiler | E1-E2 |  | Terraced House | 9.1956 | 3.093 | 4.0368 | 0 | Existing | 8972.5973 |  | 13.013 | 3.9254 | 0 | 4.0368 | 34.81% | 1.362% | 17.56% | 74.83% | 25.17% | 90.3582 | 144.0156 | 239.0313 | 4.5831 | 50.722 | 84.1863 | 3.6603 |  | 82.44% | 82.44% | 82.44% | 82.44% | 0% | 0% | 100% | 100% | 100% | 34.96% | 34.96% | 28.82% | 82.44% | 28.82% | 100% | 49.32% | 17.48% | 100% | 50% | 100% | 100% | 0% | 100% | 0% | 41.22% | 0% | 50%
181 | Residential |  |  |  | Oil boiler | F |  | Terraced House | 11.282 | 3.2983 | 4.0838 | 0 | Existing | 4662.4267 |  | 16.7411 | 4.2836 | 0 | 4.0838 | 47.93% | 1.999% | 17.59% | 77.38% | 22.62% | 92.5811 | 180.8269 | 312.6537 | 5.623 | 60.7364 | 105.0146 | 4.5659 |  | 82.41% | 82.41% | 82.41% | 82.41% | 0% | 0% | 100% | 100% | 100% | 34.96% | 34.96% | 28.81% | 82.41% | 28.81% | 100% | 49% | 17.48% | 100% | 50% | 100% | 100% | 0% | 100% | 0% | 41.2% | 0% | 50%
182 | Residential |  |  |  | Oil boiler | G |  | Terraced House | 12.8579 | 3.4799 | 4.0619 | 0 | Existing | 3741.1413 |  | 20.5637 | 4.7033 | 0 | 4.0619 | 59.05% | 3.068% | 28.15% | 78.7% | 21.3% | 88.7474 | 231.7103 | 414.4206 | 6.4085 | 72.2104 | 129.1505 | 5.6152 |  | 71.85% | 71.85% | 71.85% | 71.85% | 0% | 0% | 100% | 100% | 100% | 34.96% | 34.96% | 25.12% | 71.85% | 25.12% | 100% | 48.47% | 17.48% | 100% | 50% | 100% | 100% | 0% | 100% | 0% | 35.92% | 0% | 50%
183 | Residential |  |  |  | Solid boiler | A1-B2 |  | Terraced House | 1.6341 | 1.2837 | 3.8199 | 0 | Existing | 13.6531 |  | 4.3074 | 1.0824 | 0 | 3.8199 | 20% | 0% | 0% | 76.09% | 23.91% | 92.26 | 46.6877 | 46.6877 | 0.81446 | 8.8279 | 8.8279 | 0.38382 |  | 100% | 100% | 100% | 100% | 0% | 0% | 100% | 100% | 100% | 34.96% | 34.96% | 34.96% | 100% | 34.96% | 100% | 50% | 17.48% | 100% | 50% | 100% | 100% | 0% | 0% | 100% | 50% | 0% | 50%
184 | Residential |  |  |  | Solid boiler | B3-C1 |  | Terraced House | 1.5282 | 1.8307 | 3.855 | 0 | Existing | 87.38 |  | 5.1512 | 2.3589 | 0 | 3.855 | 12.5% | 0% | 15.62% | 67.61% | 32.39% | 88.9906 | 57.8844 | 66.7688 | 0.76169 | 8.5592 | 9.8729 | 0.42926 |  | 84.38% | 84.38% | 84.38% | 84.38% | 0% | 0% | 100% | 100% | 100% | 34.96% | 34.96% | 29.5% | 84.38% | 29.5% | 100% | 50% | 17.48% | 100% | 50% | 100% | 100% | 0% | 0% | 100% | 42.19% | 0% | 50%
185 | Residential |  |  |  | Solid boiler | C2-C3 |  | Terraced House | 1.5044 | 1.9997 | 3.7828 | 0 | Existing | 854.686 |  | 5.7001 | 2.6954 | 0 | 3.7828 | 7.348% | 0.3195% | 7.987% | 65.29% | 34.71% | 83.9463 | 67.902 | 86.804 | 0.74982 | 8.9321 | 11.4185 | 0.49646 |  | 92.01% | 92.01% | 92.01% | 92.01% | 0% | 0% | 100% | 100% | 100% | 34.96% | 34.96% | 32.17% | 92.01% | 32.17% | 100% | 49.84% | 17.48% | 100% | 50% | 100% | 100% | 0% | 0% | 100% | 46.01% | 0% | 50%
186 | Residential |  |  |  | Solid boiler | D1-D2 |  | Terraced House | 1.5869 | 2.0894 | 3.8053 | 0 | Existing | 6892.1007 |  | 6.9136 | 3.0571 | 0 | 3.8053 | 3.17% | 0.1188% | 8.716% | 65.5% | 34.5% | 82.3911 | 83.9117 | 118.8233 | 0.7909 | 9.5994 | 13.5932 | 0.59101 |  | 91.28% | 91.28% | 91.28% | 91.28% | 0% | 0% | 100% | 100% | 100% | 34.96% | 34.96% | 31.91% | 91.28% | 31.91% | 100% | 49.94% | 17.48% | 100% | 50% | 100% | 100% | 0% | 0% | 100% | 45.64% | 0% | 50%
187 | Residential |  |  |  | Solid boiler | E1-E2 |  | Terraced House | 1.6608 | 2.1155 | 3.7699 | 0 | Existing | 8525.0152 |  | 8.0098 | 3.2881 | 0 | 3.7699 | 5.862% | 0.3839% | 19.19% | 66.25% | 33.75% | 78.243 | 102.3706 | 155.7411 | 0.82774 | 10.5791 | 16.0945 | 0.69976 |  | 80.81% | 80.81% | 80.81% | 80.81% | 0% | 0% | 100% | 100% | 100% | 34.96% | 34.96% | 28.25% | 80.81% | 28.25% | 100% | 49.81% | 17.48% | 100% | 50% | 100% | 100% | 0% | 0% | 100% | 40.41% | 0% | 50%
188 | Residential |  |  |  | Solid boiler | F |  | Terraced House | 1.8411 | 2.0677 | 3.7429 | 0 | Existing | 4052.2494 |  | 8.8521 | 3.2191 | 0 | 3.7429 | 13.01% | 0.7392% | 31.94% | 69% | 31% | 73.2278 | 120.8842 | 192.7685 | 0.91759 | 12.5307 | 19.9821 | 0.86879 |  | 68.06% | 68.06% | 68.06% | 68.06% | 0% | 0% | 100% | 100% | 100% | 34.96% | 34.96% | 23.79% | 68.06% | 23.79% | 100% | 49.63% | 17.48% | 100% | 50% | 100% | 100% | 0% | 0% | 100% | 34.03% | 0% | 50%
189 | Residential |  |  |  | Solid boiler | G |  | Terraced House | 3.0103 | 1.921 | 3.775 | 0 | Existing | 9846.6384 |  | 18.2863 | 2.8961 | 0 | 3.775 | 50.94% | 13.54% | 40.74% | 79.67% | 20.33% | 78.6116 | 232.6158 | 416.2315 | 1.5004 | 19.0859 | 34.1514 | 1.4848 |  | 59.26% | 59.26% | 59.26% | 59.26% | 0% | 0% | 100% | 100% | 100% | 34.96% | 34.96% | 20.72% | 59.26% | 20.72% | 100% | 43.23% | 17.48% | 100% | 50% | 100% | 100% | 0% | 0% | 100% | 29.63% | 0% | 50%
190 | Residential |  |  |  | Electric heating | A1-B2 |  | Semi-D House | 3.6898 | 2.8703 | 3.7143 | 0 | Existing | 19701.8623 |  | 0.90419 | 1.3227 | 0 | 3.7143 | 1.001% | 0.6118% | 4.098% | 56.25% | 43.75% | 123.1832 | 7.3402 | 7.3402 | 1.839 | 14.9292 | 14.9292 | 0.64909 |  | 95.9% | 95.9% | 95.9% | 95.9% | 100% | 0% | 95.9% | 95.9% | 95.9% | 34.96% | 34.96% | 33.53% | 91.97% | 33.53% | 100% | 49.69% | 17.48% | 100% | 50% | 100% | 100% | 0% | 0% | 0% | 47.95% | 0% | 47.95%
191 | Residential |  |  |  | Electric heating | B3-C1 |  | Semi-D House | 5.1536 | 2.0494 | 3.7786 | 0 | Existing | 540.6277 |  | 2.4294 | 1.4191 | 0 | 3.7786 | 6.081% | 3.691% | 38.51% | 71.55% | 28.45% | 94.3507 | 25.7489 | 25.7489 | 2.5686 | 27.2237 | 27.2237 | 1.1836 |  | 61.49% | 61.49% | 61.49% | 61.49% | 100% | 0% | 61.49% | 61.49% | 61.49% | 34.96% | 34.96% | 21.49% | 37.81% | 21.49% | 100% | 48.15% | 17.48% | 100% | 50% | 100% | 100% | 0% | 0% | 0% | 30.74% | 0% | 30.74%
192 | Residential |  |  |  | Electric heating | C2-C3 |  | Semi-D House | 5.5172 | 1.9772 | 3.8243 | 0 | Existing | 883.9994 |  | 5.0433 | 1.8774 | 0 | 3.8243 | 3.306% | 12.09% | 18.8% | 73.62% | 26.38% | 106.0349 | 47.5627 | 47.5627 | 2.7498 | 25.9331 | 25.9331 | 1.1275 |  | 81.2% | 81.2% | 81.2% | 81.2% | 100% | 0% | 81.2% | 81.2% | 81.2% | 34.96% | 34.96% | 28.38% | 65.93% | 28.38% | 100% | 43.95% | 17.48% | 100% | 50% | 100% | 100% | 0% | 0% | 0% | 40.6% | 0% | 40.6%
193 | Residential |  |  |  | Electric heating | D1-D2 |  | Semi-D House | 5.6127 | 1.9406 | 3.8097 | 0 | Existing | 3950.6006 |  | 5.9879 | 1.9848 | 0 | 3.8097 | 2.08% | 11.17% | 17.8% | 74.31% | 25.69% | 100.2757 | 59.7141 | 70.4281 | 2.7974 | 27.8973 | 32.9027 | 1.4306 |  | 82.2% | 82.2% | 82.2% | 82.2% | 100% | 0% | 82.2% | 82.2% | 82.2% | 34.96% | 34.96% | 28.74% | 67.57% | 28.74% | 100% | 44.42% | 17.48% | 100% | 50% | 100% | 100% | 0% | 0% | 0% | 41.1% | 0% | 41.1%
194 | Residential |  |  |  | Electric heating | E1-E2 |  | Semi-D House | 5.34 | 1.7733 | 3.6479 | 0 | Existing | 3093.9978 |  | 5.7612 | 1.8367 | 0 | 3.6479 | 2.42% | 6.089% | 51.3% | 75.07% | 24.93% | 80.9492 | 71.1705 | 93.3411 | 2.6615 | 32.8782 | 43.1202 | 1.8748 |  | 48.7% | 48.7% | 48.7% | 48.7% | 100% | 0% | 48.7% | 48.7% | 48.7% | 34.96% | 34.96% | 17.02% | 23.72% | 17.02% | 100% | 46.96% | 17.48% | 100% | 50% | 100% | 100% | 0% | 0% | 0% | 24.35% | 0% | 24.35%
195 | Residential |  |  |  | Electric heating | F |  | Semi-D House | 5.712 | 1.7894 | 3.5942 | 0 | Existing | 1459.3296 |  | 6.1576 | 1.9261 | 0 | 3.5942 | 7.134% | 8.128% | 63.95% | 76.15% | 23.85% | 73.163 | 84.1622 | 119.3244 | 2.8469 | 38.9118 | 55.1688 | 2.3986 |  | 36.05% | 36.05% | 36.05% | 36.05% | 100% | 0% | 36.05% | 36.05% | 36.05% | 34.96% | 34.96% | 12.6% | 12.99% | 12.6% | 100% | 45.94% | 17.48% | 100% | 50% | 100% | 100% | 0% | 0% | 0% | 18.02% | 0% | 18.02%
196 | Residential |  |  |  | Electric heating | G |  | Semi-D House | 9.7682 | 2.0242 | 3.6911 | 0 | Existing | 3731.4272 |  | 10.6105 | 2.3064 | 0 | 3.6911 | 38.28% | 16.82% | 56.68% | 82.83% | 17.17% | 81.6712 | 129.9175 | 210.835 | 4.8685 | 59.6116 | 96.7399 | 4.2061 |  | 43.32% | 43.32% | 43.32% | 43.32% | 100% | 0% | 43.32% | 43.32% | 43.32% | 34.96% | 34.96% | 15.14% | 18.77% | 15.14% | 100% | 41.59% | 17.48% | 100% | 50% | 100% | 100% | 0% | 0% | 0% | 21.66% | 0% | 21.66%
197 | Residential |  |  |  | Gas boiler | A1-B2 |  | Semi-D House | 3.7169 | 2.7711 | 3.8658 | 0 | Existing | 32046.9466 |  | 4.192 | 3.0595 | 0 | 3.8658 | 1.272% | 4.869% | 1.311% | 57.29% | 42.71% | 129.6659 | 32.3294 | 32.3294 | 1.8525 | 14.287 | 14.287 | 0.62117 |  | 95.13% | 95.13% | 95.13% | 95.13% | 0% | 0% | 98.69% | 98.69% | 98.69% | 100% | 100% | 95.13% | 93.88% | 95.13% | 100% | 49.34% | 50% | 100% | 50% | 100% | 100% | 100% | 0% | 0% | 47.57% | 0% | 49.34%
198 | Residential |  |  |  | Gas boiler | B3-C1 |  | Semi-D House | 5.9596 | 2.4964 | 3.9942 | 0 | Existing | 52709.8077 |  | 7.3574 | 2.9206 | 0 | 3.9942 | 2.282% | 6.651% | 3.843% | 70.48% | 29.52% | 119.6478 | 61.4921 | 73.9841 | 2.9703 | 24.8254 | 29.8686 | 1.2986 |  | 93.35% | 93.35% | 93.35% | 93.35% | 0% | 0% | 96.16% | 96.16% | 96.16% | 100% | 100% | 93.35% | 89.76% | 93.35% | 100% | 48.08% | 50% | 100% | 50% | 100% | 100% | 100% | 0% | 0% | 46.67% | 0% | 48.08%
199 | Residential |  |  |  | Gas boiler | C2-C3 |  | Semi-D House | 6.14 | 2.5098 | 3.9791 | 0 | Existing | 79763.1674 |  | 8.0965 | 3.089 | 0 | 3.9791 | 2.163% | 3.879% | 7.819% | 70.98% | 29.02% | 109.4677 | 73.9625 | 98.9249 | 3.0602 | 27.9553 | 37.3902 | 1.6257 |  | 92.18% | 92.18% | 92.18% | 92.18% | 0% | 0% | 92.18% | 92.18% | 92.18% | 100% | 100% | 92.18% | 84.97% | 92.18% | 100% | 48.06% | 50% | 100% | 50% | 100% | 100% | 100% | 0% | 0% | 46.09% | 0% | 46.09%
200 | Residential |  |  |  | Gas boiler | D1-D2 |  | Semi-D House | 7.2155 | 2.5426 | 3.9895 | 0 | Existing | 59361.2952 |  | 9.8863 | 3.2219 | 0 | 3.9895 | 4.916% | 3.413% | 14.5% | 73.94% | 26.06% | 105.9613 | 93.3014 | 137.6028 | 3.5962 | 33.9392 | 50.0542 | 2.1763 |  | 85.5% | 85.5% | 85.5% | 85.5% | 0% | 0% | 85.5% | 85.5% | 85.5% | 100% | 100% | 85.5% | 73.1% | 85.5% | 100% | 48.29% | 50% | 100% | 50% | 100% | 100% | 100% | 0% | 0% | 42.75% | 0% | 42.75%
201 | Residential |  |  |  | Gas boiler | E1-E2 |  | Semi-D House | 9.4406 | 2.4847 | 4.0117 | 0 | Existing | 22778.1136 |  | 13.2551 | 3.1752 | 0 | 4.0117 | 12.43% | 3.762% | 18.63% | 79.16% | 20.84% | 106.4268 | 124.5462 | 200.0925 | 4.7053 | 44.2113 | 71.0286 | 3.0882 |  | 81.37% | 81.37% | 81.37% | 81.37% | 0% | 0% | 81.37% | 81.37% | 81.37% | 100% | 100% | 81.37% | 66.22% | 81.37% | 100% | 48.12% | 50% | 100% | 50% | 100% | 100% | 100% | 0% | 0% | 40.69% | 0% | 40.69%
202 | Residential |  |  |  | Gas boiler | F |  | Semi-D House | 10.7592 | 2.5553 | 4.0277 | 0 | Existing | 9221.6065 |  | 16.1567 | 3.3778 | 0 | 4.0277 | 18.19% | 2.664% | 19.57% | 80.81% | 19.19% | 105.6694 | 152.899 | 256.798 | 5.3624 | 50.7473 | 85.2315 | 3.7057 |  | 80.43% | 80.43% | 80.43% | 80.43% | 0% | 0% | 80.43% | 80.43% | 80.43% | 100% | 100% | 80.43% | 64.69% | 80.43% | 100% | 48.67% | 50% | 100% | 50% | 100% | 100% | 100% | 0% | 0% | 40.22% | 0% | 40.22%
203 | Residential |  |  |  | Gas boiler | G |  | Semi-D House | 11.1145 | 2.5839 | 3.9577 | 0 | Existing | 4764.9109 |  | 17.7803 | 3.5299 | 0 | 3.9577 | 32.13% | 3.523% | 35.94% | 81.14% | 18.86% | 94.3741 | 188.4023 | 327.8047 | 5.5396 | 58.6978 | 102.1294 | 4.4404 |  | 64.06% | 64.06% | 64.06% | 64.06% | 0% | 0% | 64.06% | 64.06% | 64.06% | 100% | 100% | 64.06% | 41.03% | 64.06% | 100% | 48.24% | 50% | 100% | 50% | 100% | 100% | 100% | 0% | 0% | 32.03% | 0% | 32.03%
204 | Residential |  |  |  | Oil boiler | A1-B2 |  | Semi-D House | 4.4293 | 2.416 | 3.9515 | 0 | Existing | 4406.1794 |  | 4.9378 | 2.5938 | 0 | 3.9515 | 1.131% | 0.8611% | 6.893% | 64.71% | 35.29% | 118.8475 | 41.5477 | 41.5477 | 2.2076 | 18.5751 | 18.5751 | 0.80761 |  | 93.11% | 93.11% | 93.11% | 93.11% | 0% | 0% | 100% | 100% | 100% | 34.96% | 34.96% | 32.55% | 93.11% | 32.55% | 100% | 49.57% | 17.48% | 100% | 50% | 100% | 100% | 0% | 100% | 0% | 46.55% | 0% | 50%
205 | Residential |  |  |  | Oil boiler | B3-C1 |  | Semi-D House | 6.0833 | 2.8438 | 4.0844 | 0 | Existing | 31068.6663 |  | 7.4921 | 3.2937 | 0 | 4.0844 | 1.054% | 1.107% | 4.788% | 68.14% | 31.86% | 114.2055 | 65.6015 | 82.203 | 3.032 | 26.5484 | 33.2669 | 1.4464 |  | 95.21% | 95.21% | 95.21% | 95.21% | 0% | 0% | 100% | 100% | 100% | 34.96% | 34.96% | 33.28% | 95.21% | 33.28% | 100% | 49.45% | 17.48% | 100% | 50% | 100% | 100% | 0% | 100% | 0% | 47.61% | 0% | 50%
206 | Residential |  |  |  | Oil boiler | C2-C3 |  | Semi-D House | 6.5846 | 2.9404 | 4.0835 | 0 | Existing | 61465.8469 |  | 8.6321 | 3.5378 | 0 | 4.0835 | 1.247% | 0.706% | 10.93% | 69.13% | 30.87% | 105.6736 | 81.6865 | 114.3731 | 3.2818 | 31.0562 | 43.4832 | 1.8906 |  | 89.07% | 89.07% | 89.07% | 89.07% | 0% | 0% | 100% | 100% | 100% | 34.96% | 34.96% | 31.14% | 89.07% | 31.14% | 100% | 49.65% | 17.48% | 100% | 50% | 100% | 100% | 0% | 100% | 0% | 44.54% | 0% | 50%
207 | Residential |  |  |  | Oil boiler | D1-D2 |  | Semi-D House | 7.5687 | 3.0627 | 4.0536 | 0 | Existing | 46856.8827 |  | 10.4737 | 3.8318 | 0 | 4.0536 | 4.178% | 0.491% | 22.79% | 71.19% | 28.81% | 98.8379 | 105.9683 | 162.9367 | 3.7723 | 38.1667 | 58.685 | 2.5515 |  | 77.21% | 77.21% | 77.21% | 77.21% | 0% | 0% | 100% | 100% | 100% | 34.96% | 34.96% | 26.99% | 77.21% | 26.99% | 100% | 49.75% | 17.48% | 100% | 50% | 100% | 100% | 0% | 100% | 0% | 38.61% | 0% | 50%
208 | Residential |  |  |  | Oil boiler | E1-E2 |  | Semi-D House | 10.5414 | 3.1446 | 4.0902 | 0 | Existing | 17774.2003 |  | 15.137 | 4.0548 | 0 | 4.0902 | 13.07% | 0.7326% | 24.75% | 77.02% | 22.98% | 101.7968 | 148.6986 | 248.3973 | 5.2539 | 51.6115 | 86.2157 | 3.7485 |  | 75.25% | 75.25% | 75.25% | 75.25% | 0% | 0% | 100% | 100% | 100% | 34.96% | 34.96% | 26.31% | 75.25% | 26.31% | 100% | 49.63% | 17.48% | 100% | 50% | 100% | 100% | 0% | 100% | 0% | 37.63% | 0% | 50%
209 | Residential |  |  |  | Oil boiler | F |  | Semi-D House | 12.8224 | 3.2108 | 4.1185 | 0 | Existing | 8420.8566 |  | 19.4865 | 4.2638 | 0 | 4.1185 | 22.37% | 0.8427% | 23.33% | 79.97% | 20.03% | 103.3663 | 188.5191 | 328.0382 | 6.3908 | 61.8263 | 107.5827 | 4.6775 |  | 76.67% | 76.67% | 76.67% | 76.67% | 0% | 0% | 100% | 100% | 100% | 34.96% | 34.96% | 26.8% | 76.67% | 26.8% | 100% | 49.58% | 17.48% | 100% | 50% | 100% | 100% | 0% | 100% | 0% | 38.33% | 0% | 50%
210 | Residential |  |  |  | Oil boiler | G |  | Semi-D House | 14.2656 | 3.4205 | 4.0897 | 0 | Existing | 6264.0354 |  | 22.9326 | 4.6578 | 0 | 4.0897 | 39.36% | 1.695% | 39.7% | 80.66% | 19.34% | 95.5436 | 240.0228 | 431.0455 | 7.1101 | 74.4172 | 133.6423 | 5.8105 |  | 60.3% | 60.3% | 60.3% | 60.3% | 0% | 0% | 100% | 100% | 100% | 34.96% | 34.96% | 21.08% | 60.3% | 21.08% | 100% | 49.15% | 17.48% | 100% | 50% | 100% | 100% | 0% | 100% | 0% | 30.15% | 0% | 50%
211 | Residential |  |  |  | Solid boiler | A1-B2 |  | Semi-D House | 4.483 | 2.4097 | 4.1236 | 0 | Existing | 9.3534 |  | 13.4685 | 2.8603 | 0 | 4.1236 | 0% | 0% | 0% | 82.3% | 17.7% | 225.9667 | 59.6038 | 70.2077 | 2.2344 | 9.8881 | 11.6472 | 0.5064 |  | 100% | 100% | 100% | 100% | 0% | 0% | 100% | 100% | 100% | 34.96% | 34.96% | 34.96% | 100% | 34.96% | 100% | 50% | 17.48% | 100% | 50% | 100% | 100% | 0% | 0% | 100% | 50% | 0% | 50%
212 | Residential |  |  |  | Solid boiler | B3-C1 |  | Semi-D House | 2.3021 | 1.8388 | 3.9711 | 0 | Existing | 124.7121 |  | 7.5795 | 2.2766 | 0 | 3.9711 | 0% | 0% | 5% | 75.79% | 24.21% | 119.7575 | 63.2903 | 77.5806 | 1.1474 | 9.5808 | 11.7441 | 0.51061 |  | 95% | 95% | 95% | 95% | 0% | 0% | 100% | 100% | 100% | 34.96% | 34.96% | 33.21% | 95% | 33.21% | 100% | 50% | 17.48% | 100% | 50% | 100% | 100% | 0% | 0% | 100% | 47.5% | 0% | 50%
213 | Residential |  |  |  | Solid boiler | C2-C3 |  | Semi-D House | 1.9339 | 2.068 | 3.9106 | 0 | Existing | 1103.7022 |  | 7.2082 | 2.7674 | 0 | 3.9106 | 1.695% | 0% | 15.82% | 70.04% | 29.96% | 99.7299 | 72.2769 | 95.5539 | 0.96386 | 9.6647 | 12.7773 | 0.55553 |  | 84.18% | 84.18% | 84.18% | 84.18% | 0% | 0% | 100% | 100% | 100% | 34.96% | 34.96% | 29.43% | 84.18% | 29.43% | 100% | 50% | 17.48% | 100% | 50% | 100% | 100% | 0% | 0% | 100% | 42.09% | 0% | 50%
214 | Residential |  |  |  | Solid boiler | D1-D2 |  | Semi-D House | 1.7459 | 2.0455 | 3.8216 | 0 | Existing | 10544.4089 |  | 7.4469 | 2.9327 | 0 | 3.8216 | 0.7983% | 0.1774% | 26.35% | 68.09% | 31.91% | 86.0585 | 86.533 | 124.066 | 0.87017 | 10.1113 | 14.4971 | 0.63031 |  | 73.65% | 73.65% | 73.65% | 73.65% | 0% | 0% | 100% | 100% | 100% | 34.96% | 34.96% | 25.75% | 73.65% | 25.75% | 100% | 49.91% | 17.48% | 100% | 50% | 100% | 100% | 0% | 0% | 100% | 36.83% | 0% | 50%
215 | Residential |  |  |  | Solid boiler | E1-E2 |  | Semi-D House | 1.7024 | 1.9923 | 3.7547 | 0 | Existing | 16299.8727 |  | 8.3626 | 3.1086 | 0 | 3.7547 | 1.014% | 0.3633% | 44.53% | 68.11% | 31.89% | 78.19 | 106.9517 | 164.9035 | 0.84847 | 10.8513 | 16.7311 | 0.72744 |  | 55.47% | 55.47% | 55.47% | 55.47% | 0% | 0% | 100% | 100% | 100% | 34.96% | 34.96% | 19.39% | 55.47% | 19.39% | 100% | 49.82% | 17.48% | 100% | 50% | 100% | 100% | 0% | 0% | 100% | 27.74% | 0% | 50%
216 | Residential |  |  |  | Solid boiler | F |  | Semi-D House | 1.6851 | 1.9716 | 3.7017 | 0 | Existing | 8396.2428 |  | 8.657 | 3.1755 | 0 | 3.7017 | 2.934% | 0.3712% | 66.47% | 68.12% | 31.88% | 70.4476 | 122.8862 | 196.7724 | 0.83989 | 11.9222 | 19.0905 | 0.83002 |  | 33.53% | 33.53% | 33.53% | 33.53% | 0% | 0% | 100% | 100% | 100% | 34.96% | 34.96% | 11.72% | 33.53% | 11.72% | 100% | 49.81% | 17.48% | 100% | 50% | 100% | 100% | 0% | 0% | 100% | 16.77% | 0% | 50%
217 | Residential |  |  |  | Solid boiler | G |  | Semi-D House | 2.731 | 1.8802 | 3.7149 | 0 | Existing | 8832.7352 |  | 15.848 | 2.9224 | 0 | 3.7149 | 26.72% | 7.975% | 68.48% | 78.41% | 21.59% | 71.8115 | 220.6887 | 392.3774 | 1.3611 | 18.9542 | 33.7 | 1.4652 |  | 31.52% | 31.52% | 31.52% | 31.52% | 0% | 0% | 100% | 100% | 100% | 34.96% | 34.96% | 11.02% | 31.52% | 11.02% | 100% | 46.01% | 17.48% | 100% | 50% | 100% | 100% | 0% | 0% | 100% | 15.76% | 0% | 50%
218 | Residential |  |  |  | Electric heating | A1-B2 |  | Detached House | 8.5766 | 3.6001 | 4.4352 | 0 | Existing | 14158.2723 |  | 2.4801 | 1.792 | 0 | 4.4352 | 3.219% | 0.5098% | 1.827% | 70.43% | 29.57% | 221.4223 | 11.2008 | 11.2008 | 4.2746 | 19.3054 | 19.3054 | 0.83936 |  | 98.17% | 98.17% | 98.17% | 98.17% | 100% | 0% | 98.17% | 98.17% | 98.17% | 34.96% | 34.96% | 34.32% | 96.38% | 34.32% | 100% | 49.75% | 17.48% | 100% | 50% | 100% | 100% | 0% | 0% | 0% | 49.09% | 0% | 49.09%
219 | Residential |  |  |  | Electric heating | B3-C1 |  | Detached House | 13.7882 | 3.2497 | 4.8777 | 0 | Existing | 1192.8931 |  | 6.4668 | 2.3053 | 0 | 4.8777 | 10.21% | 3.27% | 6.683% | 80.93% | 19.07% | 225.1763 | 28.7186 | 28.7186 | 6.8721 | 30.5189 | 30.5189 | 1.3269 |  | 93.32% | 93.32% | 93.32% | 93.32% | 100% | 0% | 93.32% | 93.32% | 93.32% | 34.96% | 34.96% | 32.62% | 87.08% | 32.62% | 100% | 48.36% | 17.48% | 100% | 50% | 100% | 100% | 0% | 0% | 0% | 46.66% | 0% | 46.66%
220 | Residential |  |  |  | Electric heating | C2-C3 |  | Detached House | 11.5822 | 2.602 | 4.5828 | 0 | Existing | 725.0624 |  | 9.7418 | 2.3795 | 0 | 4.5828 | 14.11% | 28.31% | 7.469% | 81.66% | 18.34% | 193.2268 | 50.4162 | 51.8324 | 5.7726 | 29.8749 | 30.7141 | 1.3354 |  | 71.69% | 71.69% | 71.69% | 71.69% | 100% | 0% | 92.53% | 92.53% | 92.53% | 34.96% | 34.96% | 25.06% | 66.34% | 25.06% | 100% | 46.27% | 17.48% | 100% | 50% | 100% | 100% | 0% | 0% | 0% | 35.85% | 0% | 46.27%
221 | Residential |  |  |  | Electric heating | D1-D2 |  | Detached House | 9.8386 | 2.3171 | 4.3218 | 0 | Existing | 2312.0766 |  | 10.1115 | 2.3107 | 0 | 4.3218 | 5.595% | 22.3% | 12.62% | 80.94% | 19.06% | 157.5202 | 64.1918 | 79.3836 | 4.9036 | 31.1302 | 38.4975 | 1.6738 |  | 77.7% | 77.7% | 77.7% | 77.7% | 100% | 0% | 87.38% | 87.38% | 87.38% | 34.96% | 34.96% | 27.16% | 67.89% | 27.16% | 100% | 43.69% | 17.48% | 100% | 50% | 100% | 100% | 0% | 0% | 0% | 38.85% | 0% | 43.69%
222 | Residential |  |  |  | Electric heating | E1-E2 |  | Detached House | 8.6304 | 2.0458 | 3.9848 | 0 | Existing | 2324.1108 |  | 9.2095 | 2.0799 | 0 | 3.9848 | 6.926% | 13.9% | 32.49% | 80.84% | 19.16% | 118.9008 | 77.4556 | 105.9111 | 4.3015 | 36.177 | 49.4676 | 2.1508 |  | 67.51% | 67.51% | 67.51% | 67.51% | 100% | 0% | 67.51% | 67.51% | 67.51% | 34.96% | 34.96% | 23.6% | 45.57% | 23.6% | 100% | 43.05% | 17.48% | 100% | 50% | 100% | 100% | 0% | 0% | 0% | 33.75% | 0% | 33.75%
223 | Residential |  |  |  | Electric heating | F |  | Detached House | 9.0121 | 2.0042 | 3.8714 | 0 | Existing | 1280.1413 |  | 9.62 | 2.1009 | 0 | 3.8714 | 16.1% | 17.37% | 47.12% | 81.81% | 18.19% | 105.6804 | 91.0291 | 133.0581 | 4.4917 | 42.5025 | 62.1263 | 2.7011 |  | 52.88% | 52.88% | 52.88% | 52.88% | 100% | 0% | 52.88% | 52.88% | 52.88% | 34.96% | 34.96% | 18.49% | 27.96% | 18.49% | 100% | 41.31% | 17.48% | 100% | 50% | 100% | 100% | 0% | 0% | 0% | 26.44% | 0% | 26.44%
224 | Residential |  |  |  | Electric heating | G |  | Detached House | 12.84 | 1.9638 | 3.8288 | 0 | Existing | 6674.4851 |  | 13.9556 | 2.1915 | 0 | 3.8288 | 55.78% | 29.62% | 61.66% | 86.73% | 13.27% | 93.3778 | 149.4534 | 249.9068 | 6.3996 | 68.5341 | 114.5985 | 4.9825 |  | 38.34% | 38.34% | 38.34% | 38.34% | 100% | 0% | 38.34% | 38.34% | 38.34% | 34.96% | 34.96% | 13.4% | 14.7% | 13.4% | 100% | 35.19% | 17.48% | 100% | 50% | 100% | 100% | 0% | 0% | 0% | 19.17% | 0% | 19.17%
225 | Residential |  |  |  | Gas boiler | A1-B2 |  | Detached House | 6.8828 | 2.9748 | 4.2396 | 0 | Existing | 10724.7228 |  | 7.9291 | 3.2768 | 0 | 4.2396 | 1.664% | 5.116% | 2.294% | 69.82% | 30.18% | 185.2445 | 42.8033 | 42.8033 | 3.4304 | 18.5183 | 18.5183 | 0.80514 |  | 94.88% | 94.88% | 94.88% | 94.88% | 0% | 0% | 97.71% | 97.71% | 97.71% | 100% | 100% | 94.88% | 92.71% | 94.88% | 100% | 48.85% | 50% | 100% | 50% | 100% | 100% | 100% | 0% | 0% | 47.44% | 0% | 48.85%
226 | Residential |  |  |  | Gas boiler | B3-C1 |  | Detached House | 9.9738 | 3.0778 | 4.4607 | 0 | Existing | 24526.011 |  | 12.3116 | 3.5981 | 0 | 4.4607 | 2.282% | 5.263% | 2.194% | 76.42% | 23.58% | 185.9211 | 66.2193 | 83.4387 | 4.971 | 26.7373 | 33.6899 | 1.4648 |  | 94.74% | 94.74% | 94.74% | 94.74% | 0% | 0% | 97.81% | 97.81% | 97.81% | 100% | 100% | 94.74% | 92.66% | 94.74% | 100% | 48.9% | 50% | 100% | 50% | 100% | 100% | 100% | 0% | 0% | 47.37% | 0% | 48.9%
227 | Residential |  |  |  | Gas boiler | C2-C3 |  | Detached House | 9.4281 | 2.9111 | 4.3377 | 0 | Existing | 27429.5533 |  | 12.415 | 3.5775 | 0 | 4.3377 | 1.922% | 3.899% | 7.648% | 76.41% | 23.59% | 156.1504 | 79.5064 | 110.0128 | 4.699 | 30.0929 | 41.6394 | 1.8104 |  | 92.35% | 92.35% | 92.35% | 92.35% | 0% | 0% | 92.35% | 92.35% | 92.35% | 100% | 100% | 92.35% | 85.29% | 92.35% | 100% | 48.05% | 50% | 100% | 50% | 100% | 100% | 100% | 0% | 0% | 46.18% | 0% | 46.18%
228 | Residential |  |  |  | Gas boiler | D1-D2 |  | Detached House | 10.2308 | 2.7889 | 4.262 | 0 | Existing | 18332.3281 |  | 13.9985 | 3.5289 | 0 | 4.262 | 5.619% | 3.283% | 16.53% | 78.58% | 21.42% | 140.6923 | 99.497 | 149.994 | 5.0991 | 36.243 | 54.6372 | 2.3755 |  | 83.47% | 83.47% | 83.47% | 83.47% | 0% | 0% | 83.47% | 83.47% | 83.47% | 100% | 100% | 83.47% | 69.67% | 83.47% | 100% | 48.36% | 50% | 100% | 50% | 100% | 100% | 100% | 0% | 0% | 41.73% | 0% | 41.73%
229 | Residential |  |  |  | Gas boiler | E1-E2 |  | Detached House | 13.2941 | 2.6962 | 4.2931 | 0 | Existing | 6537.0254 |  | 18.4359 | 3.4336 | 0 | 4.2931 | 15.55% | 4.215% | 21.84% | 83.14% | 16.86% | 141.061 | 130.6946 | 212.3892 | 6.6259 | 46.9717 | 76.3328 | 3.3188 |  | 78.16% | 78.16% | 78.16% | 78.16% | 0% | 0% | 78.16% | 78.16% | 78.16% | 100% | 100% | 78.16% | 61.1% | 78.16% | 100% | 47.89% | 50% | 100% | 50% | 100% | 100% | 100% | 0% | 0% | 39.08% | 0% | 39.08%
230 | Residential |  |  |  | Gas boiler | F |  | Detached House | 15.593 | 2.6574 | 4.2906 | 0 | Existing | 2676.4496 |  | 22.5626 | 3.4679 | 0 | 4.2906 | 27.47% | 4.326% | 22.53% | 85.44% | 14.56% | 140.3588 | 160.7494 | 272.4989 | 7.7716 | 55.3698 | 93.8616 | 4.0809 |  | 77.47% | 77.47% | 77.47% | 77.47% | 0% | 0% | 77.47% | 77.47% | 77.47% | 100% | 100% | 77.47% | 60.02% | 77.47% | 100% | 47.84% | 50% | 100% | 50% | 100% | 100% | 100% | 0% | 0% | 38.74% | 0% | 38.74%
231 | Residential |  |  |  | Gas boiler | G |  | Detached House | 15.3149 | 2.7074 | 4.164 | 0 | Existing | 2143.8632 |  | 23.9552 | 3.6457 | 0 | 4.164 | 41.74% | 4.375% | 33.29% | 84.98% | 15.02% | 120.5479 | 198.7193 | 348.4386 | 7.633 | 63.3196 | 111.026 | 4.8272 |  | 66.71% | 66.71% | 66.71% | 66.71% | 0% | 0% | 66.71% | 66.71% | 66.71% | 100% | 100% | 66.71% | 44.5% | 66.71% | 100% | 47.81% | 50% | 100% | 50% | 100% | 100% | 100% | 0% | 0% | 33.35% | 0% | 33.35%
232 | Residential |  |  |  | Oil boiler | A1-B2 |  | Detached House | 11.4003 | 3.325 | 4.6766 | 0 | Existing | 20013.0428 |  | 12.9839 | 3.5959 | 0 | 4.6766 | 2.892% | 0.6672% | 0.8897% | 77.42% | 22.58% | 237.151 | 54.7495 | 60.4989 | 5.682 | 23.9593 | 26.4754 | 1.1511 |  | 99.11% | 99.11% | 99.11% | 99.11% | 0% | 0% | 100% | 100% | 100% | 34.96% | 34.96% | 34.65% | 99.11% | 34.65% | 100% | 49.67% | 17.48% | 100% | 50% | 100% | 100% | 0% | 100% | 0% | 49.56% | 0% | 50%
233 | Residential |  |  |  | Oil boiler | B3-C1 |  | Detached House | 12.6265 | 3.7345 | 4.7509 | 0 | Existing | 87756.5886 |  | 15.5413 | 4.3537 | 0 | 4.7509 | 2.768% | 1.303% | 0.9602% | 77.17% | 22.83% | 208.5035 | 74.5372 | 100.0745 | 6.2931 | 30.1824 | 40.5232 | 1.7619 |  | 98.7% | 98.7% | 98.7% | 98.7% | 0% | 0% | 100% | 100% | 100% | 34.96% | 34.96% | 34.5% | 98.7% | 34.5% | 100% | 49.52% | 17.48% | 100% | 50% | 100% | 100% | 0% | 100% | 0% | 49.35% | 0% | 50%
234 | Residential |  |  |  | Oil boiler | C2-C3 |  | Detached House | 11.9823 | 3.5801 | 4.5487 | 0 | Existing | 127086.3196 |  | 15.658 | 4.3503 | 0 | 4.5487 | 3.951% | 1.285% | 4.141% | 77% | 23% | 168.2789 | 93.0482 | 137.0963 | 5.9721 | 35.4891 | 52.2893 | 2.2734 |  | 95.86% | 95.86% | 95.86% | 95.86% | 0% | 0% | 100% | 100% | 100% | 34.96% | 34.96% | 33.51% | 95.86% | 33.51% | 100% | 49.36% | 17.48% | 100% | 50% | 100% | 100% | 0% | 100% | 0% | 47.93% | 0% | 50%
235 | Residential |  |  |  | Oil boiler | D1-D2 |  | Detached House | 11.814 | 3.4114 | 4.3553 | 0 | Existing | 121884.3275 |  | 16.3697 | 4.3237 | 0 | 4.3553 | 9.282% | 0.8912% | 13.17% | 77.59% | 22.41% | 137.9606 | 118.6547 | 188.3094 | 5.8882 | 42.6802 | 67.7351 | 2.945 |  | 86.83% | 86.83% | 86.83% | 86.83% | 0% | 0% | 100% | 100% | 100% | 34.96% | 34.96% | 30.35% | 86.83% | 30.35% | 100% | 49.55% | 17.48% | 100% | 50% | 100% | 100% | 0% | 100% | 0% | 43.41% | 0% | 50%
236 | Residential |  |  |  | Oil boiler | E1-E2 |  | Detached House | 13.9617 | 3.3276 | 4.2967 | 0 | Existing | 56306.1586 |  | 20.0959 | 4.3527 | 0 | 4.2967 | 24.09% | 1.165% | 23.23% | 80.75% | 19.25% | 127.2517 | 157.9226 | 266.8451 | 6.9586 | 54.6837 | 92.4003 | 4.0174 |  | 76.77% | 76.77% | 76.77% | 76.77% | 0% | 0% | 100% | 100% | 100% | 34.96% | 34.96% | 26.84% | 76.77% | 26.84% | 100% | 49.42% | 17.48% | 100% | 50% | 100% | 100% | 0% | 100% | 0% | 38.38% | 0% | 50%
237 | Residential |  |  |  | Oil boiler | F |  | Detached House | 16.222 | 3.3249 | 4.2827 | 0 | Existing | 27456.7246 |  | 23.906 | 4.376 | 0 | 4.2827 | 38.17% | 1.329% | 30.38% | 82.99% | 17.01% | 121.572 | 196.6404 | 344.2808 | 8.0851 | 66.5049 | 116.4377 | 5.0625 |  | 69.62% | 69.62% | 69.62% | 69.62% | 0% | 0% | 100% | 100% | 100% | 34.96% | 34.96% | 24.34% | 69.62% | 24.34% | 100% | 49.34% | 17.48% | 100% | 50% | 100% | 100% | 0% | 100% | 0% | 34.81% | 0% | 50%
238 | Residential |  |  |  | Oil boiler | G |  | Detached House | 17.215 | 3.4774 | 4.1854 | 0 | Existing | 33790.6905 |  | 27.154 | 4.7294 | 0 | 4.1854 | 50.26% | 2.808% | 45.71% | 83.19% | 16.81% | 105.5427 | 257.2799 | 465.5597 | 8.5801 | 81.2949 | 147.1068 | 6.3959 |  | 54.29% | 54.29% | 54.29% | 54.29% | 0% | 0% | 100% | 100% | 100% | 34.96% | 34.96% | 18.98% | 54.29% | 18.98% | 100% | 48.6% | 17.48% | 100% | 50% | 100% | 100% | 0% | 100% | 0% | 27.14% | 0% | 50%
239 | Residential |  |  |  | Solid boiler | A1-B2 |  | Detached House | 4.1208 | 3.213 | 5.0565 | 0 | Existing | 1520.1915 |  | 12.5785 | 3.615 | 0 | 5.0565 | 2.963% | 0.7407% | 0.7407% | 76.23% | 23.77% | 255.9237 | 49.1495 | 49.299 | 2.0538 | 8.0252 | 8.0496 | 0.34998 |  | 99.26% | 99.26% | 99.26% | 99.26% | 0% | 0% | 100% | 100% | 100% | 34.96% | 34.96% | 34.7% | 99.26% | 34.7% | 100% | 49.63% | 17.48% | 100% | 50% | 100% | 100% | 0% | 0% | 100% | 49.63% | 0% | 50%
240 | Residential |  |  |  | Solid boiler | B3-C1 |  | Detached House | 4.8858 | 2.9511 | 4.8793 | 0 | Existing | 3738.545 |  | 16.8328 | 3.8221 | 0 | 4.8793 | 4.518% | 0% | 0.3012% | 80.54% | 19.46% | 244.4015 | 68.8737 | 88.7474 | 2.4351 | 9.9636 | 12.8387 | 0.5582 |  | 99.7% | 99.7% | 99.7% | 99.7% | 0% | 0% | 100% | 100% | 100% | 34.96% | 34.96% | 34.85% | 99.7% | 34.85% | 100% | 50% | 17.48% | 100% | 50% | 100% | 100% | 0% | 0% | 100% | 49.85% | 0% | 50%
241 | Residential |  |  |  | Solid boiler | C2-C3 |  | Detached House | 4.4536 | 2.8479 | 4.6724 | 0 | Existing | 5641.5995 |  | 16.76 | 3.971 | 0 | 4.6724 | 7.984% | 0.7968% | 4.391% | 79.63% | 20.37% | 203.3377 | 82.4245 | 115.849 | 2.2197 | 10.9163 | 15.343 | 0.66709 |  | 95.61% | 95.61% | 95.61% | 95.61% | 0% | 0% | 100% | 100% | 100% | 34.96% | 34.96% | 33.42% | 95.61% | 33.42% | 100% | 49.6% | 17.48% | 100% | 50% | 100% | 100% | 0% | 0% | 100% | 47.8% | 0% | 50%
242 | Residential |  |  |  | Solid boiler | D1-D2 |  | Detached House | 3.4169 | 2.4114 | 4.2662 | 0 | Existing | 16170.3332 |  | 13.5557 | 3.3601 | 0 | 4.2662 | 8.357% | 0.6263% | 15.18% | 77.98% | 22.02% | 140.4847 | 96.4926 | 143.9853 | 1.703 | 12.1222 | 18.0887 | 0.78646 |  | 84.82% | 84.82% | 84.82% | 84.82% | 0% | 0% | 100% | 100% | 100% | 34.96% | 34.96% | 29.65% | 84.82% | 29.65% | 100% | 49.69% | 17.48% | 100% | 50% | 100% | 100% | 0% | 0% | 100% | 42.41% | 0% | 50%
243 | Residential |  |  |  | Solid boiler | E1-E2 |  | Detached House | 2.9124 | 2.1635 | 4.0274 | 0 | Existing | 25967.1229 |  | 12.7116 | 3.1669 | 0 | 4.0274 | 8.153% | 0.9961% | 39.42% | 77.09% | 22.91% | 109.841 | 115.7273 | 182.4545 | 1.4516 | 13.2152 | 20.8349 | 0.90587 |  | 60.58% | 60.58% | 60.58% | 60.58% | 0% | 0% | 100% | 100% | 100% | 34.96% | 34.96% | 21.18% | 60.58% | 21.18% | 100% | 49.5% | 17.48% | 100% | 50% | 100% | 100% | 0% | 0% | 100% | 30.29% | 0% | 50%
244 | Residential |  |  |  | Solid boiler | F |  | Detached House | 2.8277 | 2.076 | 3.9443 | 0 | Existing | 22701.5263 |  | 13.4416 | 3.2368 | 0 | 3.9443 | 14.63% | 1.037% | 51.19% | 77.3% | 22.7% | 98.4015 | 136.599 | 224.1981 | 1.4094 | 14.3225 | 23.5073 | 1.0221 |  | 48.81% | 48.81% | 48.81% | 48.81% | 0% | 0% | 100% | 100% | 100% | 34.96% | 34.96% | 17.06% | 48.81% | 17.06% | 100% | 49.48% | 17.48% | 100% | 50% | 100% | 100% | 0% | 0% | 100% | 24.4% | 0% | 50%
245 | Residential |  |  |  | Solid boiler | G |  | Detached House | 4.0936 | 1.8781 | 3.8908 | 0 | Existing | 74219.127 |  | 23.2998 | 2.8762 | 0 | 3.8908 | 51.15% | 15.41% | 62.25% | 84.49% | 15.51% | 90.7019 | 256.8833 | 464.7666 | 2.0403 | 22.4942 | 40.6977 | 1.7695 |  | 37.75% | 37.75% | 37.75% | 37.75% | 0% | 0% | 100% | 100% | 100% | 34.96% | 34.96% | 13.2% | 37.75% | 13.2% | 100% | 42.3% | 17.48% | 100% | 50% | 100% | 100% | 0% | 0% | 100% | 18.87% | 0% | 50%
246 | Residential |  |  |  | Electric heating | A1-B2 |  | Apartment | 1.8545 | 2.2632 | 3.4714 | 0 | Existing | 4744.902 |  | 0.61664 | 1.1182 | 0 | 3.4714 | 0.9309% | 0.5117% | 2.892% | 45.04% | 54.96% | 78.9326 | 7.8122 | 7.8122 | 0.9243 | 11.71 | 11.71 | 0.50913 |  | 97.11% | 97.11% | 97.11% | 97.11% | 100% | 0% | 0% | 97.11% | 97.11% | 34.96% | 34.96% | 33.95% | 94.3% | 33.95% | 100% | 0% | 0% | 100% | 0% | 100% | 100% | 0% | 0% | 0% | 0% | 100% | 48.55%
247 | Residential |  |  |  | Electric heating | B3-C1 |  | Apartment | 2.2398 | 2.0135 | 3.5608 | 0 | Existing | 7516.4421 |  | 2.0845 | 1.9857 | 0 | 3.5608 | 1.322% | 1.451% | 3.379% | 52.66% | 47.34% | 74.1927 | 28.0952 | 28.0952 | 1.1163 | 15.0463 | 15.0463 | 0.65419 |  | 96.62% | 96.62% | 96.62% | 96.62% | 100% | 0% | 0% | 96.62% | 96.62% | 34.96% | 34.96% | 33.78% | 93.36% | 33.78% | 100% | 0% | 0% | 100% | 0% | 100% | 100% | 0% | 0% | 0% | 0% | 100% | 48.31%
248 | Residential |  |  |  | Electric heating | C2-C3 |  | Apartment | 2.7392 | 1.8292 | 3.5398 | 0 | Existing | 21145.4159 |  | 2.7405 | 1.8312 | 0 | 3.5398 | 1.335% | 1.916% | 6.304% | 59.96% | 40.04% | 70.6364 | 38.7976 | 38.7976 | 1.3652 | 19.3277 | 19.3277 | 0.84033 |  | 93.7% | 93.7% | 93.7% | 93.7% | 100% | 0% | 0% | 93.7% | 93.7% | 34.96% | 34.96% | 32.75% | 87.79% | 32.75% | 100% | 0% | 0% | 100% | 0% | 100% | 100% | 0% | 0% | 0% | 0% | 100% | 46.85%
249 | Residential |  |  |  | Electric heating | D1-D2 |  | Apartment | 3.2243 | 1.6268 | 3.5008 | 0 | Existing | 33592.8964 |  | 3.2668 | 1.6299 | 0 | 3.5008 | 2.888% | 2.638% | 12.49% | 66.47% | 33.53% | 64.4973 | 50.6504 | 52.3008 | 1.607 | 24.9158 | 25.7276 | 1.1186 |  | 87.51% | 87.51% | 87.51% | 87.51% | 100% | 0% | 0% | 87.51% | 87.51% | 34.96% | 34.96% | 30.59% | 76.59% | 30.59% | 100% | 0% | 0% | 100% | 0% | 100% | 100% | 0% | 0% | 0% | 0% | 100% | 43.76%
250 | Residential |  |  |  | Electric heating | E1-E2 |  | Apartment | 3.58 | 1.4731 | 3.4524 | 0 | Existing | 17197.1148 |  | 3.6671 | 1.4781 | 0 | 3.4524 | 8.43% | 4.816% | 25.76% | 70.85% | 29.15% | 56.9665 | 64.3734 | 79.7468 | 1.7843 | 31.3221 | 38.8023 | 1.6871 |  | 74.24% | 74.24% | 74.24% | 74.24% | 100% | 0% | 0% | 74.24% | 74.24% | 34.96% | 34.96% | 25.95% | 55.12% | 25.95% | 100% | 0% | 0% | 100% | 0% | 100% | 100% | 0% | 0% | 0% | 0% | 100% | 37.12%
251 | Residential |  |  |  | Electric heating | F |  | Apartment | 3.9325 | 1.375 | 3.4216 | 0 | Existing | 6110.9542 |  | 4.044 | 1.3783 | 0 | 3.4216 | 23.52% | 8.479% | 42.54% | 74.09% | 25.91% | 51.2878 | 78.8493 | 108.6986 | 1.96 | 38.2152 | 52.682 | 2.2905 |  | 57.46% | 57.46% | 57.46% | 57.46% | 100% | 0% | 0% | 57.46% | 57.46% | 34.96% | 34.96% | 20.09% | 33.02% | 20.09% | 100% | 0% | 0% | 100% | 0% | 100% | 100% | 0% | 0% | 0% | 0% | 100% | 28.73%
252 | Residential |  |  |  | Electric heating | G |  | Apartment | 5.0297 | 1.3758 | 3.3762 | 0 | Existing | 10792.7591 |  | 5.2187 | 1.4071 | 0 | 3.3762 | 60.58% | 13.93% | 60.07% | 78.52% | 21.48% | 44.4897 | 117.3006 | 185.6011 | 2.5068 | 56.346 | 89.1546 | 3.8763 |  | 39.93% | 39.93% | 39.93% | 39.93% | 100% | 0% | 0% | 39.93% | 39.93% | 34.96% | 34.96% | 13.96% | 15.94% | 13.96% | 100% | 0% | 0% | 100% | 0% | 100% | 100% | 0% | 0% | 0% | 0% | 100% | 19.96%
253 | Residential |  |  |  | Gas boiler | A1-B2 |  | Apartment | 2.1457 | 2.4281 | 3.6912 | 0 | Existing | 16943.3251 |  | 2.4986 | 2.8015 | 0 | 3.6912 | 1.088% | 36.6% | 1.048% | 46.91% | 53.09% | 84.1707 | 29.6847 | 29.6847 | 1.0694 | 12.7056 | 12.7056 | 0.55242 |  | 63.4% | 63.4% | 63.4% | 63.4% | 0% | 0% | 0% | 98.95% | 98.95% | 100% | 100% | 63.4% | 62.74% | 63.4% | 100% | 0% | 0% | 100% | 0% | 100% | 100% | 100% | 0% | 0% | 0% | 100% | 49.48%
254 | Residential |  |  |  | Gas boiler | B3-C1 |  | Apartment | 3.1001 | 2.2111 | 3.7834 | 0 | Existing | 30854.7758 |  | 3.9198 | 2.7514 | 0 | 3.7834 | 2.192% | 18.54% | 3.864% | 58.37% | 41.63% | 79.0871 | 49.5634 | 50.1269 | 1.5451 | 19.5365 | 19.7586 | 0.85907 |  | 81.46% | 81.46% | 81.46% | 81.46% | 0% | 0% | 0% | 96.14% | 96.14% | 100% | 100% | 81.46% | 78.31% | 81.46% | 100% | 0% | 0% | 100% | 0% | 100% | 100% | 100% | 0% | 0% | 0% | 100% | 48.07%
255 | Residential |  |  |  | Gas boiler | C2-C3 |  | Apartment | 3.4352 | 2.056 | 3.737 | 0 | Existing | 22697.63 |  | 4.558 | 2.6221 | 0 | 3.737 | 3.65% | 14.22% | 10.81% | 62.56% | 37.44% | 70.2845 | 64.8514 | 80.7028 | 1.7121 | 24.3602 | 30.3145 | 1.318 |  | 85.78% | 85.78% | 85.78% | 85.78% | 0% | 0% | 0% | 89.19% | 89.19% | 100% | 100% | 85.78% | 76.51% | 85.78% | 100% | 0% | 0% | 100% | 0% | 100% | 100% | 100% | 0% | 0% | 0% | 100% | 44.6%
256 | Residential |  |  |  | Gas boiler | D1-D2 |  | Apartment | 3.5909 | 1.8623 | 3.6621 | 0 | Existing | 11552.5746 |  | 4.8947 | 2.4126 | 0 | 3.6621 | 10.57% | 14.08% | 30.17% | 65.85% | 34.15% | 59.4482 | 82.3351 | 115.6702 | 1.7897 | 30.1056 | 42.2944 | 1.8389 |  | 69.83% | 69.83% | 69.83% | 69.83% | 0% | 0% | 0% | 69.83% | 69.83% | 100% | 100% | 69.83% | 48.77% | 69.83% | 100% | 0% | 0% | 100% | 0% | 100% | 100% | 100% | 0% | 0% | 0% | 100% | 34.92%
257 | Residential |  |  |  | Gas boiler | E1-E2 |  | Apartment | 4.3616 | 1.8426 | 3.6417 | 0 | Existing | 4046.4448 |  | 6.0498 | 2.3895 | 0 | 3.6417 | 27% | 15.26% | 40.74% | 70.3% | 29.7% | 55.498 | 109.0102 | 169.0205 | 2.1739 | 39.1699 | 60.733 | 2.6406 |  | 59.26% | 59.26% | 59.26% | 59.26% | 0% | 0% | 0% | 59.26% | 59.26% | 100% | 100% | 59.26% | 35.11% | 59.26% | 100% | 0% | 0% | 100% | 0% | 100% | 100% | 100% | 0% | 0% | 0% | 100% | 29.63%
258 | Residential |  |  |  | Gas boiler | F |  | Apartment | 5.509 | 1.9104 | 3.6656 | 0 | Existing | 1513.4008 |  | 7.8697 | 2.4969 | 0 | 3.6656 | 37.43% | 16.44% | 41.23% | 74.25% | 25.75% | 57.1268 | 137.7592 | 226.5184 | 2.7457 | 48.0635 | 79.0311 | 3.4361 |  | 58.77% | 58.77% | 58.77% | 58.77% | 0% | 0% | 0% | 58.77% | 58.77% | 100% | 100% | 58.77% | 34.54% | 58.77% | 100% | 0% | 0% | 100% | 0% | 100% | 100% | 100% | 0% | 0% | 0% | 100% | 29.39%
259 | Residential |  |  |  | Gas boiler | G |  | Apartment | 5.9209 | 2.1073 | 3.6374 | 0 | Existing | 1295.2682 |  | 8.9337 | 3.1501 | 0 | 3.6374 | 57.7% | 12.17% | 51.83% | 73.75% | 26.25% | 51.7005 | 172.7962 | 296.5924 | 2.951 | 57.0791 | 97.9722 | 4.2597 |  | 48.17% | 48.17% | 48.17% | 48.17% | 0% | 0% | 0% | 48.17% | 48.17% | 100% | 100% | 48.17% | 23.21% | 48.17% | 100% | 0% | 0% | 100% | 0% | 100% | 100% | 100% | 0% | 0% | 0% | 100% | 24.09%
260 | Residential |  |  |  | Oil boiler | A1-B2 |  | Apartment | 5.0336 | 2.6648 | 4.1348 | 0 | Existing | 445.8078 |  | 5.8013 | 3.068 | 0 | 4.1348 | 1.761% | 45.42% | 0.7042% | 65.38% | 34.62% | 124.8746 | 46.4571 | 46.4571 | 2.5088 | 20.0903 | 20.0903 | 0.87349 |  | 54.58% | 54.58% | 54.58% | 54.58% | 0% | 0% | 0% | 99.3% | 99.3% | 34.96% | 34.96% | 19.08% | 54.19% | 19.08% | 100% | 0% | 0% | 100% | 0% | 100% | 100% | 0% | 100% | 0% | 0% | 100% | 49.65%
261 | Residential |  |  |  | Oil boiler | B3-C1 |  | Apartment | 5.5955 | 2.637 | 4.0668 | 0 | Existing | 2251.0156 |  | 6.9512 | 3.1647 | 0 | 4.0668 | 2.789% | 25.45% | 1.604% | 67.97% | 32.03% | 107.8631 | 64.4444 | 79.8887 | 2.7888 | 25.8554 | 32.0517 | 1.3936 |  | 74.55% | 74.55% | 74.55% | 74.55% | 0% | 0% | 0% | 98.4% | 98.4% | 34.96% | 34.96% | 26.06% | 73.35% | 26.06% | 100% | 0% | 0% | 100% | 0% | 100% | 100% | 0% | 100% | 0% | 0% | 100% | 49.2%
262 | Residential |  |  |  | Oil boiler | C2-C3 |  | Apartment | 6.5894 | 2.7039 | 4.0452 | 0 | Existing | 2714.0907 |  | 8.6064 | 3.3195 | 0 | 4.0452 | 3.528% | 19.38% | 3.644% | 70.91% | 29.09% | 102.0444 | 84.3393 | 119.6786 | 3.2842 | 32.1841 | 45.6696 | 1.9856 |  | 80.62% | 80.62% | 80.62% | 80.62% | 0% | 0% | 0% | 96.36% | 96.36% | 34.96% | 34.96% | 28.18% | 77.68% | 28.18% | 100% | 0% | 0% | 100% | 0% | 100% | 100% | 0% | 100% | 0% | 0% | 100% | 48.18%
263 | Residential |  |  |  | Oil boiler | D1-D2 |  | Apartment | 7.4535 | 2.7272 | 4.0054 | 0 | Existing | 2216.4812 |  | 10.153 | 3.433 | 0 | 4.0054 | 10.84% | 12.74% | 9.278% | 73.21% | 26.79% | 92.0897 | 110.2511 | 171.5021 | 3.7149 | 40.3395 | 62.7506 | 2.7283 |  | 87.26% | 87.26% | 87.26% | 87.26% | 0% | 0% | 0% | 90.72% | 90.72% | 34.96% | 34.96% | 30.5% | 79.16% | 30.5% | 100% | 0% | 0% | 100% | 0% | 100% | 100% | 0% | 100% | 0% | 0% | 100% | 45.36%
264 | Residential |  |  |  | Oil boiler | E1-E2 |  | Apartment | 9.2844 | 2.8207 | 3.9977 | 0 | Existing | 1155.333 |  | 13.0567 | 3.6062 | 0 | 3.9977 | 31.66% | 10.26% | 17.12% | 76.7% | 23.3% | 88.3071 | 147.8557 | 246.7115 | 4.6274 | 52.4014 | 87.4367 | 3.8016 |  | 82.88% | 82.88% | 82.88% | 82.88% | 0% | 0% | 0% | 82.88% | 82.88% | 34.96% | 34.96% | 28.97% | 68.69% | 28.97% | 100% | 0% | 0% | 100% | 0% | 100% | 100% | 0% | 100% | 0% | 0% | 100% | 41.44%
265 | Residential |  |  |  | Oil boiler | F |  | Apartment | 10.5768 | 2.9738 | 4.0029 | 0 | Existing | 692.2579 |  | 15.4903 | 3.8644 | 0 | 4.0029 | 49.89% | 7.484% | 24.26% | 78.05% | 21.95% | 84.7832 | 182.7054 | 316.4107 | 5.2715 | 62.1767 | 107.6782 | 4.6817 |  | 75.74% | 75.74% | 75.74% | 75.74% | 0% | 0% | 0% | 75.74% | 75.74% | 34.96% | 34.96% | 26.48% | 57.36% | 26.48% | 100% | 0% | 0% | 100% | 0% | 100% | 100% | 0% | 100% | 0% | 0% | 100% | 37.87%
266 | Residential |  |  |  | Oil boiler | G |  | Apartment | 11.9133 | 3.0903 | 3.954 | 0 | Existing | 995.2189 |  | 18.5944 | 4.1183 | 0 | 3.954 | 66.4% | 6.825% | 31.23% | 79.4% | 20.6% | 77.5036 | 239.9162 | 430.8324 | 5.9377 | 76.6115 | 137.5761 | 5.9816 |  | 68.77% | 68.77% | 68.77% | 68.77% | 0% | 0% | 0% | 68.77% | 68.77% | 34.96% | 34.96% | 24.04% | 47.29% | 24.04% | 100% | 0% | 0% | 100% | 0% | 100% | 100% | 0% | 100% | 0% | 0% | 100% | 34.38%
267 | Residential |  |  |  | Solid boiler | A1-B2 |  | Apartment | 0.77814 | 2.2309 | 3.5133 | 0 | Existing | 231.0238 |  | 2.5806 | 2.9821 | 0 | 3.5133 | 0% | 0% | 0% | 46.58% | 53.42% | 77.3014 | 33.3831 | 33.3831 | 0.38783 | 5.0171 | 5.0171 | 0.21814 |  | 100% | 100% | 100% | 100% | 0% | 0% | 0% | 100% | 100% | 34.96% | 34.96% | 34.96% | 100% | 34.96% | 100% | 0% | 0% | 100% | 0% | 100% | 100% | 0% | 0% | 100% | 0% | 100% | 50%
268 | Residential |  |  |  | Solid boiler | B3-C1 |  | Apartment | 0.79593 | 1.8199 | 3.4431 | 0 | Existing | 246.6335 |  | 2.6664 | 2.4247 | 0 | 3.4431 | 0% | 0% | 1.266% | 52.23% | 47.77% | 63.4924 | 41.9959 | 41.9959 | 0.3967 | 6.2479 | 6.2479 | 0.27165 |  | 98.73% | 98.73% | 98.73% | 98.73% | 0% | 0% | 0% | 98.73% | 98.73% | 34.96% | 34.96% | 34.51% | 97.48% | 34.51% | 100% | 0% | 0% | 100% | 0% | 100% | 100% | 0% | 0% | 100% | 0% | 100% | 49.37%
269 | Residential |  |  |  | Solid boiler | C2-C3 |  | Apartment | 1.7218 | 2.0025 | 3.7861 | 0 | Existing | 90.5363 |  | 6.2455 | 2.6346 | 0 | 3.7861 | 3.448% | 6.897% | 0% | 68.25% | 31.75% | 90.4172 | 69.0747 | 89.1494 | 0.85815 | 9.491 | 12.2493 | 0.53258 |  | 93.1% | 93.1% | 93.1% | 93.1% | 0% | 0% | 0% | 100% | 100% | 34.96% | 34.96% | 32.55% | 93.1% | 32.55% | 100% | 0% | 0% | 100% | 0% | 100% | 100% | 0% | 0% | 100% | 0% | 100% | 50%
270 | Residential |  |  |  | Solid boiler | D1-D2 |  | Apartment | 1.2973 | 1.7739 | 3.6869 | 0 | Existing | 924.0951 |  | 5.3732 | 2.5332 | 0 | 3.6869 | 2.703% | 1.333% | 12.84% | 64.64% | 35.36% | 66.5132 | 80.7836 | 112.5673 | 0.64659 | 9.7212 | 13.5459 | 0.58895 |  | 87.16% | 87.16% | 87.16% | 87.16% | 0% | 0% | 0% | 87.16% | 87.16% | 34.96% | 34.96% | 30.47% | 75.97% | 30.47% | 100% | 0% | 0% | 100% | 0% | 100% | 100% | 0% | 0% | 100% | 0% | 100% | 43.58%
271 | Residential |  |  |  | Solid boiler | E1-E2 |  | Apartment | 1.3403 | 1.9428 | 3.6821 | 0 | Existing | 1070.8264 |  | 5.9631 | 2.8682 | 0 | 3.6821 | 2.915% | 0.8746% | 12.54% | 63.3% | 36.7% | 64.3166 | 92.715 | 136.4299 | 0.66803 | 10.3865 | 15.2838 | 0.66451 |  | 87.46% | 87.46% | 87.46% | 87.46% | 0% | 0% | 0% | 87.46% | 87.46% | 34.96% | 34.96% | 30.57% | 76.5% | 30.57% | 100% | 0% | 0% | 100% | 0% | 100% | 100% | 0% | 0% | 100% | 0% | 100% | 43.73%
272 | Residential |  |  |  | Solid boiler | F |  | Apartment | 1.6703 | 1.8063 | 3.665 | 0 | Existing | 421.4623 |  | 7.6544 | 2.6677 | 0 | 3.665 | 17.78% | 2.158% | 27.41% | 69.8% | 30.2% | 63.5919 | 120.3671 | 191.7341 | 0.83248 | 13.0909 | 20.8527 | 0.90664 |  | 72.59% | 72.59% | 72.59% | 72.59% | 0% | 0% | 0% | 72.59% | 72.59% | 34.96% | 34.96% | 25.38% | 52.7% | 25.38% | 100% | 0% | 0% | 100% | 0% | 100% | 100% | 0% | 0% | 100% | 0% | 100% | 36.3%
273 | Residential |  |  |  | Solid boiler | G |  | Apartment | 2.5331 | 1.7579 | 3.6397 | 0 | Existing | 1333.0696 |  | 15.0933 | 2.565 | 0 | 3.6397 | 45.67% | 14.35% | 40.28% | 78.27% | 21.73% | 64.0054 | 235.8127 | 422.6254 | 1.2625 | 19.725 | 35.3513 | 1.537 |  | 59.72% | 59.72% | 59.72% | 59.72% | 0% | 0% | 0% | 59.72% | 59.72% | 34.96% | 34.96% | 20.88% | 35.66% | 20.88% | 100% | 0% | 0% | 100% | 0% | 100% | 100% | 0% | 0% | 100% | 0% | 100% | 29.86%
274 | Agriculture | Dairy | Small | Heating and Cooling, Mechanical Ventilation | Electric heating |  |  |  | 0 | 2.2386 | 4.4362 | 2.965 |  | 2583.36 |  | 0 | 2.2386 | 2.965 | 4.4362 | [5 empty] | 479.319 | 0 | 0 |  |  | 0 | 0 |  | 0% | 0% | 0% | 0% | 100% | 0% | 0% | 0% | 0% | 0% | 0% | 0% | 0% | 0% | 0% | 0% | 0% | 0% | 0% | 0% | 0% | 0% | 0% | 0% | 0% | 0% | 0%
275 | Agriculture | Dairy | Medium | Heating and Cooling, Mechanical Ventilation | Electric heating |  |  |  | 0 | 3.5722 | 7.079 | 4.7314 |  | 10979.28 |  | 0 | 3.5722 | 4.7314 | 7.079 | [5 empty] | 764.8707 | 0 | 0 |  |  | 0 | 0 |  | 0% | 0% | 0% | 0% | 100% | 0% | 0% | 0% | 0% | 0% | 0% | 0% | 0% | 0% | 0% | 0% | 0% | 0% | 0% | 0% | 0% | 0% | 0% | 0% | 0% | 0% | 0%
276 | Agriculture | Dairy | Large | Heating and Cooling, Mechanical Ventilation | Electric heating |  |  |  | 0 | 5.6203 | 11.1376 | 7.4441 |  | 1291.68 |  | 0 | 5.6203 | 7.4441 | 11.1376 | [5 empty] | 1203.3966 | 0 | 0 |  |  | 0 | 0 |  | 0% | 0% | 0% | 0% | 100% | 0% | 0% | 0% | 0% | 0% | 0% | 0% | 0% | 0% | 0% | 0% | 0% | 0% | 0% | 0% | 0% | 0% | 0% | 0% | 0% | 0% | 0%
277 | Agriculture | Dairy | Very large | Heating and Cooling, Mechanical Ventilation | Electric heating |  |  |  | 0 | 13.8125 | 27.3721 | 18.2949 |  | 1291.68 |  | 0 | 13.8125 | 18.2949 | 27.3721 | [5 empty] | 2957.5 | 0 | 0 |  |  | 0 | 0 |  | 0% | 0% | 0% | 0% | 100% | 0% | 0% | 0% | 0% | 0% | 0% | 0% | 0% | 0% | 0% | 0% | 0% | 0% | 0% | 0% | 0% | 0% | 0% | 0% | 0% | 0% | 0%
278 | Agriculture | Poultry | Small | Heating only, Natural Ventilation | Oil boiler |  |  |  | 40.4606 | 0 | 7.3215 | 0 |  | 200 |  | 53.2376 | 0 | 0 | 7.3215 | [5 empty] | 298.2661 | 178.4904 | 178.4904 |  |  | 0 | 0 |  | 0% | 0% | 0% | 0% | 0% | 0% | 100% | 100% | 100% | 0% | 0% | 0% | 0% | 0% | 0% | 0% | 0% | 0% | 0% | 0% | 0% | 0% | 100% | 0% | 0% | 0% | 50%
279 | Agriculture | Poultry | Medium | Heating only, Natural Ventilation | Oil boiler |  |  |  | 79.5673 | 0 | 14.398 | 0 |  | 100 |  | 104.6938 | 0 | 0 | 14.398 | [5 empty] | 586.5513 | 178.4904 | 178.4904 |  |  | 0 | 0 |  | 0% | 0% | 0% | 0% | 0% | 0% | 100% | 100% | 100% | 0% | 0% | 0% | 0% | 0% | 0% | 0% | 0% | 0% | 0% | 0% | 0% | 0% | 100% | 0% | 0% | 0% | 50%
280 | Agriculture | Poultry | Large | Heating only, Natural Ventilation | Oil boiler |  |  |  | 195.3399 | 0 | 35.3474 | 0 |  | 200 |  | 257.0261 | 0 | 0 | 35.3474 | [5 empty] | 1440 | 178.4904 | 178.4904 |  |  | 0 | 0 |  | 0% | 0% | 0% | 0% | 0% | 0% | 100% | 100% | 100% | 0% | 0% | 0% | 0% | 0% | 0% | 0% | 0% | 0% | 0% | 0% | 0% | 0% | 100% | 0% | 0% | 0% | 50%
281 | Agriculture | Pigs | Small | Heating only, Natural Ventilation | Oil boiler |  |  |  | 1.5293 | 0 | 0.14 | 0 |  | 300 |  | 2.0123 | 0 | 0 | 0.14 | [5 empty] | 50 | 40.2453 | 40.2453 |  |  | 0 | 0 |  | 0% | 0% | 0% | 0% | 0% | 0% | 100% | 100% | 100% | 0% | 0% | 0% | 0% | 0% | 0% | 0% | 0% | 0% | 0% | 0% | 0% | 0% | 100% | 0% | 0% | 0% | 50%
282 | Agriculture | Pigs | Medium | Heating only, Natural Ventilation | Oil boiler |  |  |  | 65.1927 | 0 | 5.968 | 0 |  | 700 |  | 85.7799 | 0 | 0 | 5.968 | [5 empty] | 2131.4286 | 40.2453 | 40.2453 |  |  | 0 | 0 |  | 0% | 0% | 0% | 0% | 0% | 0% | 100% | 100% | 100% | 0% | 0% | 0% | 0% | 0% | 0% | 0% | 0% | 0% | 0% | 0% | 0% | 0% | 100% | 0% | 0% | 0% | 50%
283 | Agriculture | Pigs | Large | Heating only, Natural Ventilation | Oil boiler |  |  |  | 137.0577 | 0 | 12.5468 | 0 |  | 1000 |  | 180.339 | 0 | 0 | 12.5468 | [5 empty] | 4481 | 40.2453 | 40.2453 |  |  | 0 | 0 |  | 0% | 0% | 0% | 0% | 0% | 0% | 100% | 100% | 100% | 0% | 0% | 0% | 0% | 0% | 0% | 0% | 0% | 0% | 0% | 0% | 0% | 0% | 100% | 0% | 0% | 0% | 50%
284 | Agriculture | Pigs | Very Large | Heating only, Natural Ventilation | Oil boiler |  |  |  | 279.4763 | 0 | 25.5844 | 0 |  | 1100 |  | 367.7319 | 0 | 0 | 25.5844 | [5 empty] | 9137.2727 | 40.2453 | 40.2453 |  |  | 0 | 0 |  | 0% | 0% | 0% | 0% | 0% | 0% | 100% | 100% | 100% | 0% | 0% | 0% | 0% | 0% | 0% | 0% | 0% | 0% | 0% | 0% | 0% | 0% | 100% | 0% | 0% | 0% | 50%
Load factor
0.22904
Number of homes in Ireland 2020
1777145 | [27 empty] | 1148709.136
Percentage of oil boilers within close proximity of gas grid
34.96%
Fuse limit kW
12
Peak heat demand HP heat loss threshold / W/m^2
100
Number of domestic properties within 20m of gas grid
401558.94
Design indoor-outdoor temperature difference
23
This chart isn't available in your version of Excel.
Editing this shape or saving this workbook into a different file format will permanently break the chart.

## Technology Performance & Costs
Technology Performance, Cost and Lifetime Data
Sheet with performance & lifetime data for all technologies considered in the NCA project, both domestic and non-domestic
Detailed cost and performance data for the various low-carbon technologies for buildings
Technology costs and efficiencies | [13 empty] | Industrial technologies costs | [13 empty] | Industrial technology fuel types |  |  | Fuel types |  | Technology lifetimes |  |  | Industrial technologies lifetimes |  |  |  | Temperature dependent efficiency adjustment | [7 empty] | This space heating efficiency correction factor is a ratio of the efficiency of the technology at the operating temperature (column BA) and the efficiency at the base efficiency (column BB; the base temperature is assumed to be 60 degrees Celcius) |  | Application of additional costs and constraints | [20 empty] | Additional costs (not archetype-dependent) |  |  |  | Additional costs (archetype-dependent) | [6 empty] | Boiler decommission costs |  |  |  | Industry Load Factors |  |  | Industrial counterfactual technologies (for reference)
ID | Technology | Year | Min size (kW) | Max size (kW) | Primary Fuel | Secondary Fuel | Fixed capex (€) | Marginal capex (€/kWth) | Fixed opex (€/y) | Marginal opex (€/kWth/y) | Primary thermal efficiency (%) | Secondary thermal efficiency (%) | Electrical efficiency (%) | ID | Technology | Year | Min Size (kw) | Max size (kW) | Primary Fuel | Secondary Fuel | Fixed capex (€) | Marginal capex (€/kWth) | Fixed opex (€/y) | Marginal opex (€/kWth/y) | Primary thermal efficiency (%) | Secondary thermal efficiency (%) | Electrical efficiency (%) | Technology | Fuel | Fuel type | Fuel type | Fuel | ID | Technology | Economic life (years) | ID | Countefactual | Technology | Economic life (years) | ID | Technology | Solar | Year | Temperature (deg C) | Thermal efficiency (%) | Base efficiency (%) | Efficiency at temperature (%) | Space heating efficiency correction factor | Hot water efficiency correction factor | Technology | Temperature dependent | Peak time size constrained | Night time size constrained | Heat loss rate constrained | Property type constrained | Wet heating system required | Communal distribution system required | Radiator upgrades required | Wet heating system removal required | Boiler decommission required | Storage electrical wiring required | Resistive electrical wiring required | Hot water solution required | Buffer tank required | Non-gas cooker/hob required | Gas network connection required | Hydrogen pipework required | Uncalibrated load factor | Load factor | Minimum size (kW th) | Additional cost | Fixed capex (€) | Marginal capex (€/kWth) | Area dependent capex (€/m2) | Additional cost | Building ID | Subsector | CF heating system | No HW storage (%) | No gas connection (non-industrial) (%) | Fixed capex (€) | Max size (kW) | Fixed capex (€) | Marginal capex (€/kWth) | Area dependent capex (€/m2) | Subsector | CF heating system | Industry Load Factor | Specific technology | General technology | Fuel
1 | ASHP | 2020 | 0 | 3 | Electricity |  | 5024.6168 | 420.7975 | 117.9594 | 0 | 210% |  |  | 1 | Industrial Bio fuel Boiler | 2020 | 0 | 100 | Bio fuel |  |  | 572.9437 |  | 11.4589 | 92% |  |  | Industrial Bio fuel Boiler | Wood pellet | Bio fuel | Bio fuel | Wood pellet | 1 | ASHP | 15 | 1 |  | Industrial Mixed Fuel Kiln + Calciner (high % biomass and waste fuel) | 25 | 1 | ASHP |  | 2020 | 35 | 360% | 210% | 333% | 1.7143 | 1 | ASHP | 1 |  |  | 1 |  | 1 |  | 1 |  | 1 |  |  | 1 | 1 | 1 |  |  | 0.205 | 0.22904 | 3 | Resistive electrical wiring |  | 156.6848 | 2.7331 | Hot water cylinder | 1 | Commercial | Commercial electric heating | 1 | 1 | 1224.963 | 100 | 589.0406 |  |  | Industry | Industrial Bio fuel Boiler | 50% | Industrial Bio waste Cement/Lime Kiln | Cement/Lime Kiln | Bio waste
2 | ASHP | 2020 | 3 | 5 | Electricity |  | 5024.6168 | 420.7975 | 117.9594 | 0 | 210% |  |  | 2 | Industrial Bio fuel Boiler | 2020 | 100 | 300 | Bio fuel |  |  | 572.9437 |  | 11.4589 | 92% |  |  | Industrial Bio fuel Boiler | Biodiesel | Bio fuel | Bio fuel | Biodiesel | 2 | ASHP + solar PV HW | 15 | 2 |  | Industrial Hydrogen Kiln (Lime only) | 25 | 2 | ASHP |  | 2020 | 40 | 340% | 210% | 316.6% | 1.619 | 1 | ASHP + solar PV HW | 1 |  |  | 1 |  | 1 |  | 1 |  | 1 |  |  | 1 | 1 | 1 |  |  | 0.205 | 0.22904 | 3 | Storage electrical wiring |  | 206.1642 | 15.7078 | Hot water cylinder | 2 | Commercial | Commercial electric heating | 1 | 1 | 1224.963 | 1000 | 2356.1626 |  |  | Industry | Industrial Bio fuel Cement/Lime Kiln | 80% | Industrial Bio waste Other Kiln | Other Kiln | Bio waste
3 | ASHP | 2020 | 5 | 10 | Electricity |  | 5024.6168 | 420.7975 | 117.9594 | 0 | 210% |  |  | 3 | Industrial Bio fuel Boiler | 2020 | 300 | 1000 | Bio fuel |  |  | 572.9437 |  | 11.4589 | 92% |  |  | Industrial Bio fuel Boiler | Imported biodiesel | Bio fuel | Bio fuel | Imported biodiesel | 3 | ASHP + solar thermal | 15 | 3 |  | Industrial Hydrogen Kiln | 25 | 3 | ASHP |  | 2020 | 45 | 300% | 210% | 283.8% | 1.4286 | 1 | ASHP + solar thermal | 1 |  |  | 1 | 1 | 1 |  | 1 |  | 1 |  |  | 1 | 1 | 1 |  |  | 0.205 | 0.22904 | 3 | Wet heating system removal | 235.9188 |  | 6.2831 | Hot water cylinder | 3 | Commercial | Gas boiler | 0 | 0 | 0 | 1000000 | 5890.4064 |  |  | Industry | Industrial Bio fuel CHP | 60% | Industrial Bio waste Boiler | Boiler | Bio waste
4 | ASHP | 2020 | 10 | 15 | Electricity |  | 5024.6168 | 420.7975 | 117.9594 | 0 | 210% |  |  | 4 | Industrial Bio fuel Boiler | 2020 | 1000 | 3000 | Bio fuel |  |  | 572.9437 |  | 11.4589 | 92% |  |  | Industrial Bio fuel Boiler | Pellet imports 1 | Bio fuel | Bio fuel | Pellet imports 1 | 4 | Bioliquid boiler (B100) | 15 | 4 |  | Industrial Electric Kiln | 15 | 4 | ASHP |  | 2020 | 50 | 270% | 210% | 259.2% | 1.2857 | 1 | Bioliquid boiler (B100) | [5 empty] | 1 | [6 empty] | 1 |  | 1 |  |  | 0.09 | 0.10055 | 3 | Wet heating system addition | 1472.6016 |  | 5.8904 | Hot water cylinder | 4 | Commercial | Gas boiler | 0 | 0 | 0 |  |  |  |  | Industry | Industrial Bio fuel Dryer | 30% | Industrial Bio waste Furnace | Furnace | Bio waste
5 | ASHP | 2020 | 15 | 50 | Electricity |  | 5051.7505 | 326.496 | 0 | 10.4837 | 210% |  |  | 5 | Industrial Bio fuel Boiler | 2020 | 3000 | 10000 | Bio fuel |  |  | 353.9651 |  | 7.0793 | 92% |  |  | Industrial Bio fuel Boiler | Pellet imports 2 | Bio fuel | Bio fuel | Pellet imports 2 | 5 | Bioliquid boiler + solar thermal | 15 | 5 |  | Industrial Hydrogen Boiler | 25 | 5 | ASHP |  | 2020 | 55 | 240% | 210% | 234.6% | 1.1429 | 1 | Bioliquid boiler + solar thermal |  |  |  |  | 1 | 1 | [6 empty] | 1 |  | 1 |  |  | 0.09 | 0.10055 | 3 | Hydrogen in-building pipework and hyready boiler switchover |  | 11.7808 |  | Hot water cylinder | 5 | Commercial | Gas boiler | 0 | 0 | 0 |  |  |  |  | Industry | Industrial Bio fuel Furnace | 80% | Industrial Bio waste Dryer | Dryer | Bio waste
6 | ASHP | 2020 | 50 | 100 | Electricity |  | 5051.7505 | 292.0197 | 0 | 7.0275 | 210% |  |  | 6 | Industrial Bio fuel Boiler | 2020 | 10000 | 30000 | Bio fuel |  |  | 228.093 |  | 4.5619 | 92% |  |  | Industrial Bio fuel Boiler | Pellet imports 3 | Bio fuel | Bio fuel | Pellet imports 3 | 6 | BioLPG boiler | 15 | 6 |  | Industrial Electric Boiler | 15 | 6 | ASHP |  | 2020 | 60 | 210% | 210% | 210% | 1 | 1 | BioLPG boiler | [5 empty] | 1 | [6 empty] | 1 |  | 1 |  |  | 0.09 | 0.10055 | 3 | Gas network connection | 289.47 |  |  | Hot water cylinder | 6 | Commercial | Oil boiler | 0 | 1 | 0 |  |  |  |  | Industry | Industrial Bio fuel Other Kiln | 40% | Industrial Bio waste Oven | Oven | Bio waste
7 | ASHP | 2020 | 100 | 200 | Electricity |  | 5051.7505 | 261.1838 | 0 | 5.2054 | 210% |  |  | 7 | Industrial Bio fuel Boiler | 2020 | 30000 | 100000000 | Bio fuel |  |  | 140.916 |  | 2.8183 | 92% |  |  | Industrial Bio fuel Boiler | Sawmill | Bio fuel | Bio fuel | Sawmill | 7 | Biomethane boiler | 15 | 7 |  | Industrial Biomass Boiler | 25 | 7 | ASHP |  | 2020 | 65 | 183.8% | 210% | 188.5% | 0.875 | 1 | Biomethane boiler | [5 empty] | 1 | [6 empty] | 1 |  |  | 1 |  | 0.05 | 0.055863 | 3 | Buffer tank | 170.1337 |  |  | Hot water cylinder | 7 | Commercial | Oil boiler | 0 | 1 | 0 |  |  |  |  | Industry | Industrial Bio fuel Oven | 35% | Industrial Bio waste CHP | CHP | Bio waste
8 | ASHP | 2020 | 200 | 300 | Electricity |  | 5051.7505 | 244.6784 | 0 | 4.3672 | 210% |  |  | 8 | Industrial Bio fuel Boiler | 2020 | 100000000 | 1000000000 | Bio fuel |  |  | 90.8055 |  | 1.8161 | 92% |  |  | Industrial Bio fuel Boiler | Wood chip | Bio fuel | Bio fuel | Wood chip | 8 | Communal ASHP | 15 | 8 |  | Industrial Heat Pump - Medium Temperature (Hot Water) | 20 | 8 | ASHP |  | 2020 | 70 | 157.5% | 210% | 166.9% | 0.75 | 1 | Commercial electric heating |  | 1 | [6 empty] | 1 | 1 |  | 1 | 1 |  | 1 |  |  | 0.11 | 0.1229 | 1.5 | Radiator upgrades | 1429.1235 |  | 2.9452 | Hot water cylinder | 8 | Commercial | Oil boiler | 0 | 1 | 0 |  |  |  |  | Industry | Industrial Bio waste Boiler | 50% | Industrial Non-bio waste Cement/Lime Kiln | Cement/Lime Kiln | Non-bio waste
9 | ASHP | 2020 | 300 | 500 | Electricity |  | 5051.7505 | 225.3606 | 0 | 3.5006 | 210% |  |  | 9 | Industrial Bio fuel Cement/Lime Kiln | 2020 | 0 | 100 | Bio fuel |  |  | 612.3481 |  | 12.247 | 90% |  |  | Industrial Bio fuel Cement/Lime Kiln | Wood pellet | Bio fuel | Bio waste | Industrial food | 9 | District heating | 15 | 9 |  | Industrial Heat Pump - High Temperature (Steam) | 20 | 9 | ASHP + solar PV HW | 1 | 2020 | 35 | 360% | 210% | 381.6% | 1.7143 | 1 | Communal ASHP | 1 |  |  | 1 | 1 | 1 | 1 | 1 |  | 1 |  |  | 1 | 1 | 1 |  |  | 0.205 | 0.22904 | 3 |  |  |  |  | Hot water cylinder | 9 | Commercial | Oil boiler | 0 | 1 | 0 |  |  |  |  | Industry | Industrial Bio waste Cement/Lime Kiln | 80% | Industrial Non-bio waste Other Kiln | Other Kiln | Non-bio waste
10 | ASHP | 2020 | 500 | 1000 | Electricity |  | 5051.7505 | 201.5636 | 0 | 2.593 | 210% |  |  | 10 | Industrial Bio fuel Cement/Lime Kiln | 2020 | 100 | 300 | Bio fuel |  |  | 612.3481 |  | 12.247 | 90% |  |  | Industrial Bio fuel Cement/Lime Kiln | Biodiesel | Bio fuel | Bio waste | PCRW | 10 | Electric heating | 15 | 10 |  | Industrial Hydrogen CHP | 25 | 10 | ASHP + solar PV HW | 1 | 2020 | 40 | 340% | 210% | 363% | 1.619 | 1 | District heating | [5 empty] | 1 |  |  |  | 1 |  |  | 1 |  | 1 |  |  | 0.07 | 0.078209 | 3 |  |  |  |  | Hot water cylinder | 10 | Commercial | Oil boiler | 0 | 1 | 0 |  |  |  |  | Industry | Industrial Bio waste CHP | 60% | Industrial Non-bio waste Boiler | Boiler | Non-bio waste
11 | ASHP | 2020 | 1000 | 100000000 | Electricity |  | 5051.7505 | 180.2795 | 0 | 2.593 | 210% |  |  | 11 | Industrial Bio fuel Cement/Lime Kiln | 2020 | 300 | 1000 | Bio fuel |  |  | 612.3481 |  | 12.247 | 90% |  |  | Industrial Bio fuel Cement/Lime Kiln | Imported biodiesel | Bio fuel | Bio waste | RVO | 11 | Commercial electric heating | 15 | 11 |  | Industrial Biomass CHP | 25 | 11 | ASHP + solar PV HW | 1 | 2020 | 45 | 300% | 210% | 325.1% | 1.4286 | 1 | Electric heating |  |  | 1 | [5 empty] | 1 | 1 | 1 |  | 1 |  | 1 |  |  | 0.16 | 0.17876 | 1 |  |  |  |  | Hot water cylinder | 11 | Commercial | Oil boiler | 0 | 1 | 0 |  |  |  |  | Industry | Industrial Bio waste Dryer | 30% | Industrial Non-bio waste Furnace | Furnace | Non-bio waste
12 | ASHP + solar PV HW | 2020 | 0 | 3 | Electricity |  | 5024.6168 | 1057.0977 | 179.2075 | 0 | 235.4% |  |  | 12 | Industrial Bio fuel Cement/Lime Kiln | 2020 | 1000 | 3000 | Bio fuel |  |  | 612.3481 |  | 12.247 | 90% |  |  | Industrial Bio fuel Cement/Lime Kiln | Pellet imports 1 | Bio fuel | Bio waste | Sawmill | 12 | Electric resistive | 15 | 12 |  | Industrial Electric Boiler + Grid Connection | 15 | 12 | ASHP + solar PV HW | 1 | 2020 | 50 | 270% | 210% | 295.9% | 1.2857 | 1 | Electric resistive |  | 1 | [6 empty] | 1 | 1 |  | 1 | 1 |  | 1 |  |  | 0.11 | 0.1229 | 1.5 |  |  |  |  | Hot water cylinder | 12 | Commercial | Commercial electric heating | 1 | 1 | 1224.963 |  |  |  |  | Industry | Industrial Bio waste Furnace | 80% | Industrial Non-bio waste Dryer | Dryer | Non-bio waste
13 | ASHP + solar PV HW | 2020 | 3 | 5 | Electricity |  | 5024.6168 | 1057.0977 | 179.2075 | 0 | 235.4% |  |  | 13 | Industrial Bio fuel Cement/Lime Kiln | 2020 | 3000 | 10000 | Bio fuel |  |  | 378.3092 |  | 7.5662 | 90% |  |  | Industrial Bio fuel Cement/Lime Kiln | Pellet imports 2 | Bio fuel | Bio waste | Tallow | 13 | Electric resistive + HW HP | 15 | 13 |  | Industrial Hydrogen Oven | 25 | 13 | ASHP + solar PV HW | 1 | 2020 | 55 | 240% | 210% | 266% | 1.1429 | 1 | Electric resistive + HW HP |  | 1 |  |  |  | 1 |  |  |  | 1 |  | 1 | 1 | 1 | 1 |  |  | 0.1271 | 0.142 | 1.5 |  | 100 | 1723.6438 |  | Hot water cylinder | 13 | Commercial | Commercial electric heating | 1 | 1 | 1224.963 |  |  |  |  | Industry | Industrial Bio waste Other Kiln | 40% | Industrial Non-bio waste Oven | Oven | Non-bio waste
14 | ASHP + solar PV HW | 2020 | 5 | 10 | Electricity |  | 5024.6168 | 1057.0977 | 179.2075 | 0 | 235.4% |  |  | 14 | Industrial Bio fuel Cement/Lime Kiln | 2020 | 10000 | 30000 | Bio fuel |  |  | 243.7802 |  | 4.8756 | 90% |  |  | Industrial Bio fuel Cement/Lime Kiln | Pellet imports 3 | Bio fuel | Biomass | Wood pellet | 14 | Electric storage | 15 | 14 |  | Industrial Electric Oven | 15 | 14 | ASHP + solar PV HW | 1 | 2020 | 60 | 210% | 210% | 235.4% | 1 | 1 | Electric storage |  |  | 1 | [5 empty] | 1 | 1 | 1 |  | 1 |  | 1 |  |  | 0.16 | 0.17876 | 1 |  |  |  |  | Hot water cylinder | 14 | Commercial | Commercial electric heating | 1 | 1 | 1224.963 |  |  |  |  | Industry | Industrial Bio waste Oven | 35% | Industrial Non-bio waste CHP | CHP | Non-bio waste
15 | ASHP + solar PV HW | 2020 | 10 | 15 | Electricity |  | 5024.6168 | 1057.0977 | 179.2075 | 0 | 235.4% |  |  | 15 | Industrial Bio fuel Cement/Lime Kiln | 2020 | 30000 | 100000000 | Bio fuel |  |  | 150.6076 |  | 3.0122 | 90% |  |  | Industrial Bio fuel Cement/Lime Kiln | Sawmill | Bio fuel | Biomass | Wood chip | 15 | Gas boiler | 15 | 15 |  | Industrial Hydrogen Furnace | 25 | 15 | ASHP + solar PV HW | 1 | 2020 | 65 | 183.8% | 210% | 208.1% | 0.875 | 1 | Gas boiler | [5 empty] | 1 | [9 empty] | 1 |  | 0.05 | 0.055863 | 3 |  |  |  |  | Hot water cylinder | 15 | Commercial | Commercial electric heating | 1 | 1 | 1224.963 |  |  |  |  | Industry | Industrial Gas Boiler | 50% | Industrial Bio fuel Cement/Lime Kiln | Cement/Lime Kiln | Bio fuel
16 | ASHP + solar PV HW | 2020 | 15 | 50 | Electricity |  | 5051.7505 | 820.2003 | 0 | 10.4837 | 235.4% |  |  | 16 | Industrial Bio fuel Cement/Lime Kiln | 2020 | 100000000 | 1000000000 | Bio fuel |  |  | 97.0506 |  | 1.941 | 90% |  |  | Industrial Bio fuel Cement/Lime Kiln | Wood chip | Bio fuel | Biomass | Sawmill | 16 | GSHP | 20 | 16 |  | Industrial Electric Furnace | 8 | 16 | ASHP + solar PV HW | 1 | 2020 | 70 | 157.5% | 210% | 180.2% | 0.75 | 1 | GSHP | 1 |  |  | 1 |  | 1 |  | 1 |  | 1 |  |  | 1 | 1 | 1 |  |  | 0.205 | 0.22904 | 3 |  |  |  |  | Hot water cylinder | 16 | Commercial | Commercial electric heating | 1 | 1 | 1224.963 |  |  |  |  | Industry | Industrial Gas Cement/Lime Kiln | 80% | Industrial Bio fuel Other Kiln | Other Kiln | Bio fuel
17 | ASHP + solar PV HW | 2020 | 50 | 100 | Electricity |  | 5051.7505 | 733.5911 | 0 | 7.0275 | 235.4% |  |  | 17 | Industrial Bio fuel CHP | 2020 | 0 | 100 | Bio fuel |  |  | 922.0995 |  | 18.442 | 50% |  |  | Industrial Bio fuel CHP | Wood pellet | Bio fuel | Biomass | Pellet imports 1 | 17 | High T ASHP | 15 | 17 |  | Industrial Hydrogen Dryer | 25 | 17 | ASHP + solar thermal | 1 | 2020 | 35 | 360% | 210% | 381.6% | 1.7143 | 1 | High T ASHP | [5 empty] | 1 |  |  |  | 1 |  |  | 1 | 1 | 1 |  |  | 0.205 | 0.22904 | 3 |  |  |  |  | Hot water cylinder | 17 | Commercial | Gas boiler | 0 | 0 | 0 |  |  |  |  | Industry | Industrial Gas CHP | 60% | Industrial Bio fuel Boiler | Boiler | Bio fuel
18 | ASHP + solar PV HW | 2020 | 100 | 200 | Electricity |  | 5051.7505 | 656.1275 | 0 | 5.2054 | 235.4% |  |  | 18 | Industrial Bio fuel CHP | 2020 | 100 | 300 | Bio fuel |  |  | 922.0995 |  | 18.442 | 50% |  |  | Industrial Bio fuel CHP | Biodiesel | Bio fuel | Biomass | Pellet imports 2 | 18 | High T GSHP | 20 | 18 |  | Industrial Electric Dryer | 15 | 18 | ASHP + solar thermal | 1 | 2020 | 40 | 340% | 210% | 363% | 1.619 | 1 | High T GSHP | [5 empty] | 1 |  |  |  | 1 |  |  | 1 | 1 | 1 |  |  | 0.205 | 0.22904 | 3 |  |  |  |  | Hot water cylinder | 18 | Commercial | Gas boiler | 0 | 0 | 0 |  |  |  |  | Industry | Industrial Gas Dryer | 30% | Industrial Bio fuel Furnace | Furnace | Bio fuel
19 | ASHP + solar PV HW | 2020 | 200 | 300 | Electricity |  | 5051.7505 | 614.6637 | 0 | 4.3672 | 235.4% |  |  | 19 | Industrial Bio fuel CHP | 2020 | 300 | 1000 | Bio fuel |  |  | 922.0995 |  | 18.442 | 50% |  |  | Industrial Bio fuel CHP | Imported biodiesel | Bio fuel | Biomass | Pellet imports 3 | 19 | Hybrid (ASHP + bioliquid boiler) - HW storage | 15 | 19 |  | Industrial Biomethane Other Kiln | 25 | 19 | ASHP + solar thermal | 1 | 2020 | 45 | 300% | 210% | 325.1% | 1.4286 | 1 | Hybrid (ASHP + bioliquid boiler) - HW storage | [5 empty] | 1 | [6 empty] | 1 | 1 | 1 |  |  | 0.3125 | 0.34915 | 3 |  |  |  |  | Hot water cylinder | 19 | Commercial | Gas boiler | 0 | 0 | 0 |  |  |  |  | Industry | Industrial Gas Furnace | 80% | Industrial Bio fuel Dryer | Dryer | Bio fuel
20 | ASHP + solar PV HW | 2020 | 300 | 500 | Electricity |  | 5051.7505 | 566.1349 | 0 | 3.5006 | 235.4% |  |  | 20 | Industrial Bio fuel CHP | 2020 | 1000 | 3000 | Bio fuel |  |  | 922.0995 |  | 18.442 | 50% |  |  | Industrial Bio fuel CHP | Pellet imports 1 | Bio fuel | Biomethane | Biomethane 1 | 20 | Hybrid (ASHP + gas boiler) - HW storage | 15 | 20 |  | Industrial Biomethane Boiler | 25 | 20 | ASHP + solar thermal | 1 | 2020 | 50 | 270% | 210% | 295.9% | 1.2857 | 1 | Hybrid (ASHP + gas boiler) - HW storage | [5 empty] | 1 | [6 empty] | 1 | 1 |  | 1 |  | 0.3125 | 0.34915 | 3 |  |  |  |  | Hot water cylinder | 20 | Commercial | Gas boiler | 0 | 0 | 0 |  |  |  |  | Industry | Industrial Gas Other Kiln | 40% | Industrial Bio fuel Oven | Oven | Bio fuel
21 | ASHP + solar PV HW | 2020 | 500 | 1000 | Electricity |  | 5051.7505 | 506.3538 | 0 | 2.593 | 235.4% |  |  | 21 | Industrial Bio fuel CHP | 2020 | 3000 | 10000 | Bio fuel |  |  | 569.6738 |  | 11.3935 | 50% |  |  | Industrial Bio fuel CHP | Pellet imports 2 | Bio fuel | Biomethane | Biomethane 2 | 21 | Hybrid (ASHP + hydrogen boiler) - HW storage | 15 | 21 |  | Industrial Biomethane CHP | 25 | 21 | ASHP + solar thermal | 1 | 2020 | 55 | 240% | 210% | 266% | 1.1429 | 1 | Hybrid (ASHP + hydrogen boiler) - HW storage | [5 empty] | 1 | [6 empty] | 1 | 1 |  | 1 | 1 | 0.3125 | 0.34915 | 3 |  |  |  |  | Hot water cylinder | 21 | Commercial | Oil boiler | 0 | 1 | 0 |  |  |  |  | Industry | Industrial Gas Oven | 35% | Industrial Bio fuel CHP | CHP | Bio fuel
22 | ASHP + solar PV HW | 2020 | 1000 | 100000000 | Electricity |  | 5051.7505 | 452.8853 | 0 | 2.593 | 235.4% |  |  | 22 | Industrial Bio fuel CHP | 2020 | 10000 | 30000 | Bio fuel |  |  | 367.0944 |  | 7.3419 | 50% |  |  | Industrial Bio fuel CHP | Pellet imports 3 | Bio fuel | Biomethane | Biomethane 3 | 22 | Hydrogen boiler | 15 | 22 |  | Industrial Biomethane Oven | 25 | 22 | ASHP + solar thermal | 1 | 2020 | 60 | 210% | 210% | 235.4% | 1 | 1 | Hydrogen boiler | [5 empty] | 1 | [6 empty] | 1 |  |  | 1 | 1 | 0.05 | 0.055863 | 3 |  |  |  |  | Hot water cylinder | 22 | Commercial | Oil boiler | 0 | 1 | 0 |  |  |  |  | Industry | Industrial Non-bio waste Boiler | 50% | Industrial Solid Fuels Cement/Lime Kiln | Cement/Lime Kiln | Solid Fuels
23 | ASHP + solar thermal | 2020 | 0 | 3 | Electricity |  | 7283.9929 | 505.8644 | 179.2075 | 0 | 235.4% |  |  | 23 | Industrial Bio fuel CHP | 2020 | 30000 | 100000000 | Bio fuel |  |  | 226.7912 |  | 4.5358 | 50% |  |  | Industrial Bio fuel CHP | Sawmill | Bio fuel | Biomethane | Biomethane 4 | 23 | Hydrogen boiler + solar thermal | 15 | 23 |  | Industrial Biomethane Furnace | 25 | 23 | ASHP + solar thermal | 1 | 2020 | 65 | 183.8% | 210% | 208.1% | 0.875 | 1 | Hydrogen boiler + solar thermal |  |  |  |  | 1 | 1 | [6 empty] | 1 |  |  | 1 | 1 | 0.05 | 0.055863 | 3 |  |  |  |  | Hot water cylinder | 23 | Commercial | Commercial electric heating | 1 | 1 | 1224.963 |  |  |  |  | Industry | Industrial Non-bio waste Cement/Lime Kiln | 80% | Industrial Solid Fuels Other Kiln | Other Kiln | Solid Fuels
24 | ASHP + solar thermal | 2020 | 3 | 5 | Electricity |  | 7283.9929 | 505.8644 | 179.2075 | 0 | 235.4% |  |  | 24 | Industrial Bio fuel CHP | 2020 | 100000000 | 1000000000 | Bio fuel |  |  | 146.1429 |  | 2.9229 | 50% |  |  | Industrial Bio fuel CHP | Wood chip | Bio fuel | Biomethane | Biomethane 5 | 24 | Oil boiler | 15 | 24 |  | Industrial Biomethane Dryer | 25 | 24 | ASHP + solar thermal | 1 | 2020 | 70 | 157.5% | 210% | 180.2% | 0.75 | 1 | Industrial Bio fuel Boiler | [18 empty] | 0.5 | [5 empty] | Hot water cylinder | 24 | Commercial | Commercial electric heating | 1 | 1 | 1224.963 |  |  |  |  | Industry | Industrial Non-bio waste CHP | 60% | Industrial Solid Fuels Boiler | Boiler | Solid Fuels
25 | ASHP + solar thermal | 2020 | 5 | 10 | Electricity |  | 7283.9929 | 505.8644 | 179.2075 | 0 | 235.4% |  |  | 25 | Industrial Bio fuel Dryer | 2020 | 0 | 100 | Bio fuel |  |  | 577.5643 |  | 11.5513 | 92% |  |  | Industrial Bio fuel Dryer | Wood pellet | Bio fuel | Biomethane | Biomethane 6 | 25 | Solar thermal | 25 | 25 | 1 | Industrial Bio waste Cement/Lime Kiln | 25 | 25 | Communal ASHP |  | 2020 | 35 | 600% | 330% | 551.4% | 1.8182 | 1 | Industrial Bio fuel Cement/Lime Kiln | [18 empty] | 0.8 | [5 empty] | Hot water cylinder | 25 | Commercial | Commercial electric heating | 1 | 1 | 1224.963 |  |  |  |  | Industry | Industrial Non-bio waste Dryer | 30% | Industrial Solid Fuels Furnace | Furnace | Solid Fuels
26 | ASHP + solar thermal | 2020 | 10 | 15 | Electricity |  | 7283.9929 | 505.8644 | 179.2075 | 0 | 235.4% |  |  | 26 | Industrial Bio fuel Dryer | 2020 | 100 | 300 | Bio fuel |  |  | 577.5643 |  | 11.5513 | 92% |  |  | Industrial Bio fuel Dryer | Biodiesel | Bio fuel | Biomethane | Biomethane 7 | 26 | Solid biomass boiler | 15 | 26 | 1 | Industrial Bio waste Other Kiln | 25 | 26 | Communal ASHP |  | 2020 | 40 | 540% | 330% | 502.2% | 1.6364 | 1 | Industrial Bio fuel CHP | [18 empty] | 0.6 | [5 empty] | Hot water cylinder | 26 | Commercial | Commercial electric heating | 1 | 1 | 1224.963 |  |  |  |  | Industry | Industrial Non-bio waste Furnace | 80% | Industrial Solid Fuels Dryer | Dryer | Solid Fuels
27 | ASHP + solar thermal | 2020 | 15 | 50 | Electricity |  | 7323.3277 | 392.4993 | 0 | 10.4837 | 235.4% |  |  | 27 | Industrial Bio fuel Dryer | 2020 | 300 | 1000 | Bio fuel |  |  | 577.5643 |  | 11.5513 | 92% |  |  | Industrial Bio fuel Dryer | Imported biodiesel | Bio fuel | Biomethane | Biomethane 8 | 27 | Solid boiler | 15 | 27 | 1 | Industrial Bio waste Boiler | 25 | 27 | Communal ASHP |  | 2020 | 45 | 471.4% | 330% | 446% | 1.4286 | 1 | Industrial Bio fuel Dryer | [18 empty] | 0.3 | [5 empty] | Hot water cylinder | 27 | Commercial | Commercial electric heating | 1 | 1 | 1224.963 |  |  |  |  | Industry | Industrial Non-bio waste Other Kiln | 40% | Industrial Solid Fuels Oven | Oven | Solid Fuels
28 | ASHP + solar thermal | 2020 | 50 | 100 | Electricity |  | 7323.3277 | 351.0533 | 0 | 7.0275 | 235.4% |  |  | 28 | Industrial Bio fuel Dryer | 2020 | 1000 | 3000 | Bio fuel |  |  | 577.5643 |  | 11.5513 | 92% |  |  | Industrial Bio fuel Dryer | Pellet imports 1 | Bio fuel | Biomethane | Biomethane 9 |  |  |  | 28 | 1 | Industrial Bio waste Furnace | 25 | 28 | Communal ASHP |  | 2020 | 50 | 420% | 330% | 403.8% | 1.2727 | 1 | Industrial Bio fuel Furnace | [18 empty] | 0.8 | [5 empty] | Hot water cylinder | 28 | Commercial | Commercial electric heating | 1 | 1 | 1224.963 |  |  |  |  | Industry | Industrial Non-bio waste Oven | 35% | Industrial Solid Fuels CHP | CHP | Solid Fuels
29 | ASHP + solar thermal | 2020 | 100 | 200 | Electricity |  | 7323.3277 | 313.9838 | 0 | 5.2054 | 235.4% |  |  | 29 | Industrial Bio fuel Dryer | 2020 | 3000 | 10000 | Bio fuel |  |  | 356.8197 |  | 7.1364 | 92% |  |  | Industrial Bio fuel Dryer | Pellet imports 2 | Bio fuel | Biomethane | Biomethane 10 |  |  |  | 29 | 1 | Industrial Bio waste Dryer | 25 | 29 | Communal ASHP |  | 2020 | 55 | 373.3% | 330% | 365.5% | 1.1313 | 1 | Industrial Bio fuel Other Kiln | [18 empty] | 0.4 | [5 empty] | Hot water cylinder | 29 | Commercial | Commercial electric heating | 1 | 1 | 1224.963 |  |  |  |  | Industry | Industrial Oil Boiler | 50% | Industrial Oil Cement/Lime Kiln | Cement/Lime Kiln | Oil
30 | ASHP + solar thermal | 2020 | 200 | 300 | Electricity |  | 7323.3277 | 294.1416 | 0 | 4.3672 | 235.4% |  |  | 30 | Industrial Bio fuel Dryer | 2020 | 10000 | 30000 | Bio fuel |  |  | 229.9325 |  | 4.5987 | 92% |  |  | Industrial Bio fuel Dryer | Pellet imports 3 | Bio fuel | Biomethane | Biomethane 11 |  |  |  | 30 | 1 | Industrial Bio waste Oven | 25 | 30 | Communal ASHP |  | 2020 | 60 | 330% | 330% | 330% | 1 | 1 | Industrial Bio fuel Oven | [18 empty] | 0.35 | [5 empty] | Hot water cylinder | 30 | Commercial | Commercial electric heating | 1 | 1 | 1224.963 |  |  |  |  | Industry | Industrial Oil Cement/Lime Kiln | 80% | Industrial Oil Other Kiln | Other Kiln | Oil
31 | ASHP + solar thermal | 2020 | 300 | 500 | Electricity |  | 7323.3277 | 270.9186 | 0 | 3.5006 | 235.4% |  |  | 31 | Industrial Bio fuel Dryer | 2020 | 30000 | 100000000 | Bio fuel |  |  | 142.0525 |  | 2.841 | 92% |  |  | Industrial Bio fuel Dryer | Sawmill | Bio fuel | Biomethane | Biomethane 12 |  |  |  | 31 | 1 | Industrial Bio waste CHP | 25 | 31 | Communal ASHP |  | 2020 | 65 | 292.8% | 330% | 299.5% | 0.8874 | 1 | Industrial Bio waste Boiler | [18 empty] | 0.5 | [5 empty] | Hot water cylinder | 31 | Commercial | Commercial electric heating | 1 | 1 | 1224.963 |  |  |  |  | Industry | Industrial Oil CHP | 60% | Industrial Oil Boiler | Boiler | Oil
32 | ASHP + solar thermal | 2020 | 500 | 100 | Electricity |  | 7323.3277 | 242.3109 | 0 | 2.593 | 235.4% |  |  | 32 | Industrial Bio fuel Dryer | 2020 | 100000000 | 1000000000 | Bio fuel |  |  | 91.5378 |  | 1.8308 | 92% |  |  | Industrial Bio fuel Dryer | Wood chip | Bio fuel | Biomethane | Biomethane 13 |  |  |  | 32 | 1 | Industrial Non-bio waste Cement/Lime Kiln | 25 | 32 | Communal ASHP |  | 2020 | 70 | 257.5% | 330% | 270.5% | 0.7803 | 1 | Industrial Bio waste Cement/Lime Kiln | [18 empty] | 0.8 | [5 empty] | Hot water cylinder | 32 | Commercial | Commercial electric heating | 1 | 1 | 1224.963 |  |  |  |  | Industry | Industrial Oil Dryer | 30% | Industrial Oil Furnace | Furnace | Oil
33 | ASHP + solar thermal | 2020 | 1000 | 100000000 | Electricity |  | 7323.3277 | 216.7241 | 0 | 2.593 | 235.4% |  |  | 33 | Industrial Bio fuel Furnace | 2020 | 0 | 100 | Bio fuel |  |  | 577.5643 |  | 11.5513 | 85% |  |  | Industrial Bio fuel Furnace | Wood pellet | Bio fuel | Biomethane | Biomethane 14 |  |  |  | 33 | 1 | Industrial Non-bio waste Other Kiln | 25 | 41 | GSHP |  | 2020 | 35 | 376.1% | 245% | 352.5% | 1.5351 | 1 | Industrial Bio waste CHP | [18 empty] | 0.6 | [5 empty] | Hot water cylinder | 33 | Commercial | Commercial electric heating | 1 | 1 | 1224.963 |  |  |  |  | Industry | Industrial Oil Furnace | 80% | Industrial Oil Dryer | Dryer | Oil
34 | Bioliquid boiler (B100) | 2020 | 0 | 3 | B100 |  | 2986.4144 | 23.4785 | 191.684 | 0 | 84% |  |  | 34 | Industrial Bio fuel Furnace | 2020 | 100 | 300 | Bio fuel |  |  | 577.5643 |  | 11.5513 | 85% |  |  | Industrial Bio fuel Furnace | Biodiesel | Bio fuel | Biomethane | Biomethane 15 |  |  |  | 34 | 1 | Industrial Non-bio waste Boiler | 25 | 42 | GSHP |  | 2020 | 40 | 358.6% | 245% | 338.2% | 1.4637 | 1 | Industrial Bio waste Dryer | [18 empty] | 0.3 | [5 empty] | Hot water cylinder | 34 | Commercial | Gas boiler | 0 | 0 | 0 |  |  |  |  | Industry | Industrial Oil Other Kiln | 40% | Industrial Oil Oven | Oven | Oil
35 | Bioliquid boiler (B100) | 2020 | 3 | 5 | B100 |  | 2986.4144 | 23.4785 | 191.684 | 0 | 84% |  |  | 35 | Industrial Bio fuel Furnace | 2020 | 300 | 1000 | Bio fuel |  |  | 577.5643 |  | 11.5513 | 85% |  |  | Industrial Bio fuel Furnace | Imported biodiesel | Bio fuel | Biomethane | Biomethane 16 |  |  |  | 35 | 1 | Industrial Non-bio waste Furnace | 25 | 43 | GSHP |  | 2020 | 45 | 323.6% | 245% | 309.5% | 1.3209 | 1 | Industrial Bio waste Furnace | [18 empty] | 0.8 | [5 empty] | Hot water cylinder | 35 | Commercial | Gas boiler | 0 | 0 | 0 |  |  |  |  | Industry | Industrial Oil Oven | 35% | Industrial Oil CHP | CHP | Oil
36 | Bioliquid boiler (B100) | 2020 | 5 | 10 | B100 |  | 2986.4144 | 23.4785 | 191.684 | 0 | 84% |  |  | 36 | Industrial Bio fuel Furnace | 2020 | 1000 | 3000 | Bio fuel |  |  | 577.5643 |  | 11.5513 | 85% |  |  | Industrial Bio fuel Furnace | Pellet imports 1 | Bio fuel | Biomethane | Biomethane 17 |  |  |  | 36 | 1 | Industrial Non-bio waste Dryer | 25 | 44 | GSHP |  | 2020 | 50 | 297.4% | 245% | 288% | 1.2138 | 1 | Industrial Bio waste Other Kiln | [18 empty] | 0.4 | [5 empty] | Hot water cylinder | 36 | Commercial | Oil boiler | 0 | 1 | 0 |  |  |  |  | Industry | Industrial Solid Fuels Boiler | 50% | Industrial Gas Cement/Lime Kiln | Cement/Lime Kiln | Gas
37 | Bioliquid boiler (B100) | 2020 | 10 | 15 | B100 |  | 2986.4144 | 23.4785 | 191.684 | 0 | 84% |  |  | 37 | Industrial Bio fuel Furnace | 2020 | 3000 | 10000 | Bio fuel |  |  | 356.8197 |  | 7.1364 | 85% |  |  | Industrial Bio fuel Furnace | Pellet imports 2 | Bio fuel | Electricity | Electricity |  |  |  | 37 | 1 | Industrial Non-bio waste Oven | 25 | 45 | GSHP |  | 2020 | 55 | 271.1% | 245% | 266.4% | 1.1067 | 1 | Industrial Bio waste Oven | [18 empty] | 0.35 | [5 empty] | Hot water cylinder | 37 | Commercial | Oil boiler | 0 | 1 | 0 |  |  |  |  | Industry | Industrial Solid Fuels Cement/Lime Kiln | 80% | Industrial Gas Other Kiln | Other Kiln | Gas
38 | Bioliquid boiler (B100) | 2020 | 15 | 50 | B100 |  | 0 | 189.8486 | 0 | 9.3289 | 84% |  |  | 38 | Industrial Bio fuel Furnace | 2020 | 10000 | 30000 | Bio fuel |  |  | 229.9325 |  | 4.5987 | 85% |  |  | Industrial Bio fuel Furnace | Pellet imports 3 | Bio fuel | Gas | Gas |  |  |  | 38 | 1 | Industrial Non-bio waste CHP | 25 | 46 | GSHP |  | 2020 | 60 | 244.9% | 245% | 244.9% | 0.99963 | 1 | Industrial Biomass Boiler | [18 empty] | 0.5 | [5 empty] | Hot water cylinder | 38 | Commercial | Oil boiler | 0 | 1 | 0 |  |  |  |  | Industry | Industrial Solid Fuels CHP | 60% | Industrial Gas Boiler | Boiler | Gas
39 | Bioliquid boiler (B100) | 2020 | 50 | 100 | B100 |  | 0 | 127.0019 | 0 | 6.9101 | 84% |  |  | 39 | Industrial Bio fuel Furnace | 2020 | 30000 | 100000000 | Bio fuel |  |  | 142.0525 |  | 2.841 | 85% |  |  | Industrial Bio fuel Furnace | Sawmill | Bio fuel | Hydrogen | Hydrogen |  |  |  | 39 | 1 | Industrial Bio fuel Cement/Lime Kiln | 25 | 47 | GSHP |  | 2020 | 65 | 214.3% | 245% | 219.8% | 0.87467 | 1 | Industrial Biomass CHP | [18 empty] | 0.6 | [5 empty] | Hot water cylinder | 39 | Commercial | Oil boiler | 0 | 1 | 0 |  |  |  |  | Industry | Industrial Solid Fuels Dryer | 30% | Industrial Gas Furnace | Furnace | Gas
40 | Bioliquid boiler (B100) | 2020 | 100 | 200 | B100 |  | 0 | 84.9596 | 0 | 5.1185 | 84% |  |  | 40 | Industrial Bio fuel Furnace | 2020 | 100000000 | 1000000000 | Bio fuel |  |  | 91.5378 |  | 1.8308 | 85% |  |  | Industrial Bio fuel Furnace | Wood chip | Bio fuel | Mixed Fuel | Mixed Fuel |  |  |  | 40 | 1 | Industrial Bio fuel Other Kiln | 25 | 48 | GSHP |  | 2020 | 70 | 183.7% | 245% | 194.7% | 0.74972 | 1 | Industrial Biomethane Boiler | [18 empty] | 0.5 | [5 empty] | Hot water cylinder | 40 | Commercial | Commercial electric heating | 1 | 1 | 1224.963 |  |  |  |  | Industry | Industrial Solid Fuels Furnace | 80% | Industrial Gas Dryer | Dryer | Gas
41 | Bioliquid boiler (B100) | 2020 | 200 | 300 | B100 |  | 0 | 67.1552 | 0 | 4.2943 | 84% |  |  | 41 | Industrial Bio fuel Other Kiln | 2020 | 0 | 100 | Bio fuel |  |  | 1102.7409 |  | 22.0548 | 85% |  |  | Industrial Bio fuel Other Kiln | Wood pellet | Bio fuel | Non-bio waste | Non-bio waste |  |  |  | 41 | 1 | Industrial Bio fuel Boiler | 25 | [10 empty] | Industrial Biomethane CHP | [18 empty] | 0.6 | [5 empty] | Hot water cylinder | 41 | Commercial | Commercial electric heating | 1 | 1 | 1224.963 |  |  |  |  | Industry | Industrial Solid Fuels Other Kiln | 40% | Industrial Gas Oven | Oven | Gas
42 | Bioliquid boiler (B100) | 2020 | 300 | 500 | B100 |  | 0 | 49.9353 | 0 | 3.4422 | 84% |  |  | 42 | Industrial Bio fuel Other Kiln | 2020 | 100 | 300 | Bio fuel |  |  | 1102.7409 |  | 22.0548 | 85% |  |  | Industrial Bio fuel Other Kiln | Biodiesel | Bio fuel | Oil | Oil |  |  |  | 42 | 1 | Industrial Bio fuel Furnace | 25 | [10 empty] | Industrial Biomethane Dryer | [18 empty] | 0.3 | [5 empty] | Hot water cylinder | 42 | Commercial | Commercial electric heating | 1 | 1 | 1224.963 |  |  |  |  | Industry | Industrial Solid Fuels Oven | 35% | Industrial Gas CHP | CHP | Gas
43 | Bioliquid boiler (B100) | 2020 | 500 | 1000 | B100 |  | 0 | 33.4049 | 0 | 2.5497 | 84% |  |  | 43 | Industrial Bio fuel Other Kiln | 2020 | 300 | 1000 | Bio fuel |  |  | 1102.7409 |  | 22.0548 | 85% |  |  | Industrial Bio fuel Other Kiln | Imported biodiesel | Bio fuel | Solid Fuels | Solid Fuels |  |  |  | 43 | 1 | Industrial Bio fuel Dryer | 25 | [10 empty] | Industrial Biomethane Furnace | [18 empty] | 0.8 | [5 empty] | Hot water cylinder | 43 | Commercial | Commercial electric heating | 1 | 1 | 1224.963
44 | Bioliquid boiler (B100) | 2020 | 1000 | 100000000 | B100 |  | 0 | 22.3467 | 0 | 1.8886 | 84% |  |  | 44 | Industrial Bio fuel Other Kiln | 2020 | 1000 | 3000 | Bio fuel |  |  | 1102.7409 |  | 22.0548 | 85% |  |  | Industrial Bio fuel Other Kiln | Pellet imports 1 | Bio fuel | Coal | Coal |  |  |  | 44 | 1 | Industrial Bio fuel Oven | 25 | [10 empty] | Industrial Biomethane Other Kiln | [18 empty] | 0.4 | [5 empty] | Hot water cylinder | 44 | Commercial | Commercial electric heating | 1 | 1 | 1224.963
45 | Bioliquid boiler + solar thermal | 2020 | 0 | 3 | B100 |  | 5245.7906 | 71.4562 | 252.9322 | 0 | 94.17% |  |  | 45 | Industrial Bio fuel Other Kiln | 2020 | 3000 | 10000 | Bio fuel |  |  | 681.2743 |  | 13.6255 | 85% |  |  | Industrial Bio fuel Other Kiln | Pellet imports 2 | Bio fuel | [5 empty] | 45 | 1 | Industrial Bio fuel CHP | 25 | [10 empty] | Industrial Biomethane Oven | [18 empty] | 0.35 | [5 empty] | Hot water cylinder | 45 | Commercial | Commercial electric heating | 1 | 1 | 1224.963
46 | Bioliquid boiler + solar thermal | 2020 | 3 | 5 | B100 |  | 5245.7906 | 71.4562 | 252.9322 | 0 | 94.17% |  |  | 46 | Industrial Bio fuel Other Kiln | 2020 | 10000 | 30000 | Bio fuel |  |  | 439.0091 |  | 8.7802 | 85% |  |  | Industrial Bio fuel Other Kiln | Pellet imports 3 | Bio fuel | [5 empty] | 46 | 1 | Industrial Solid Fuels Cement/Lime Kiln | 25 | [10 empty] | Industrial Electric Boiler | [18 empty] | 0.5 | [5 empty] | Hot water cylinder | 46 | Commercial | Commercial electric heating | 1 | 1 | 1224.963
47 | Bioliquid boiler + solar thermal | 2020 | 5 | 10 | B100 |  | 5245.7906 | 71.4562 | 252.9322 | 0 | 94.17% |  |  | 47 | Industrial Bio fuel Other Kiln | 2020 | 30000 | 100000000 | Bio fuel |  |  | 271.2202 |  | 5.4244 | 85% |  |  | Industrial Bio fuel Other Kiln | Sawmill | Bio fuel | [5 empty] | 47 | 1 | Industrial Solid Fuels Other Kiln | 25 | [10 empty] | Industrial Electric Boiler + Grid Connection | [18 empty] | 0.6 | [5 empty] | Hot water cylinder | 47 | Commercial | Commercial electric heating | 1 | 1 | 1224.963
48 | Bioliquid boiler + solar thermal | 2020 | 10 | 15 | B100 |  | 5245.7906 | 71.4562 | 252.9322 | 0 | 94.17% |  |  | 48 | Industrial Bio fuel Other Kiln | 2020 | 100000000 | 1000000000 | Bio fuel |  |  | 174.7727 |  | 3.4955 | 85% |  |  | Industrial Bio fuel Other Kiln | Wood chip | Bio fuel | [5 empty] | 48 | 1 | Industrial Solid Fuels Boiler | 25 | [10 empty] | Industrial Electric Dryer | [18 empty] | 0.3 | [5 empty] | Hot water cylinder | 48 | Commercial | Commercial electric heating | 1 | 1 | 1224.963
49 | Bioliquid boiler + solar thermal | 2020 | 15 | 50 | B100 |  | 2271.5772 | 255.8519 | 0 | 9.3289 | 94.17% |  |  | 49 | Industrial Bio fuel Oven | 2020 | 0 | 100 | Bio fuel |  |  | 577.5643 |  | 11.5513 | 92% |  |  | Industrial Bio fuel Oven | Wood pellet | Bio fuel | [5 empty] | 49 | 1 | Industrial Solid Fuels Furnace | 25 | [10 empty] | Industrial Electric Furnace | [18 empty] | 0.8 | [5 empty] | Hot water cylinder | 49 | Commercial | Commercial electric heating | 1 | 1 | 1224.963
50 | Bioliquid boiler + solar thermal | 2020 | 50 | 100 | B100 |  | 2271.5772 | 186.0355 | 0 | 6.9101 | 94.17% |  |  | 50 | Industrial Bio fuel Oven | 2020 | 100 | 300 | Bio fuel |  |  | 577.5643 |  | 11.5513 | 92% |  |  | Industrial Bio fuel Oven | Biodiesel | Bio fuel | [5 empty] | 50 | 1 | Industrial Solid Fuels Dryer | 25 | [10 empty] | Industrial Electric Kiln | [18 empty] | 0.4 | [5 empty] | Hot water cylinder | 50 | Commercial | Commercial electric heating | 1 | 1 | 1224.963
51 | Bioliquid boiler + solar thermal | 2020 | 100 | 200 | B100 |  | 2271.5772 | 137.7596 | 0 | 5.1185 | 94.17% |  |  | 51 | Industrial Bio fuel Oven | 2020 | 300 | 1000 | Bio fuel |  |  | 577.5643 |  | 11.5513 | 92% |  |  | Industrial Bio fuel Oven | Imported biodiesel | Bio fuel | [5 empty] | 51 | 1 | Industrial Solid Fuels Oven | 25 | [10 empty] | Industrial Electric Oven | [18 empty] | 0.35 | [5 empty] | Hot water cylinder | 51 | Commercial | Commercial electric heating | 1 | 1 | 1224.963
52 | Bioliquid boiler + solar thermal | 2020 | 200 | 300 | B100 |  | 2271.5772 | 116.6185 | 0 | 4.2943 | 94.17% |  |  | 52 | Industrial Bio fuel Oven | 2020 | 1000 | 3000 | Bio fuel |  |  | 577.5643 |  | 11.5513 | 92% |  |  | Industrial Bio fuel Oven | Pellet imports 1 | Bio fuel | [5 empty] | 52 | 1 | Industrial Solid Fuels CHP | 25 | [10 empty] | Industrial Gas Boiler | [18 empty] | 0.5 | [5 empty] | Hot water cylinder | 52 | Commercial | Gas boiler | 0 | 0 | 0
53 | Bioliquid boiler + solar thermal | 2020 | 300 | 500 | B100 |  | 2271.5772 | 95.4933 | 0 | 3.4422 | 94.17% |  |  | 53 | Industrial Bio fuel Oven | 2020 | 3000 | 10000 | Bio fuel |  |  | 356.8197 |  | 7.1364 | 92% |  |  | Industrial Bio fuel Oven | Pellet imports 2 | Bio fuel | [5 empty] | 53 | 1 | Industrial Oil Cement/Lime Kiln | 25 | [10 empty] | Industrial Gas Cement/Lime Kiln | [18 empty] | 0.8 | [5 empty] | Hot water cylinder | 53 | Commercial | Gas boiler | 0 | 0 | 0
54 | Bioliquid boiler + solar thermal | 2020 | 500 | 1000 | B100 |  | 2271.5772 | 74.1522 | 0 | 2.5497 | 94.17% |  |  | 54 | Industrial Bio fuel Oven | 2020 | 10000 | 30000 | Bio fuel |  |  | 229.9325 |  | 4.5987 | 92% |  |  | Industrial Bio fuel Oven | Pellet imports 3 | Bio fuel | [5 empty] | 54 | 1 | Industrial Oil Other Kiln | 25 | [10 empty] | Industrial Gas CHP | [18 empty] | 0.6 | [5 empty] | Hot water cylinder | 54 | Commercial | Gas boiler | 0 | 0 | 0
55 | Bioliquid boiler + solar thermal | 2020 | 1000 | 100000000 | B100 |  | 2271.5772 | 58.7913 | 0 | 1.8886 | 94.17% |  |  | 55 | Industrial Bio fuel Oven | 2020 | 30000 | 100000000 | Bio fuel |  |  | 142.0525 |  | 2.841 | 92% |  |  | Industrial Bio fuel Oven | Sawmill | Bio fuel | [5 empty] | 55 | 1 | Industrial Oil Boiler | 25 | [10 empty] | Industrial Gas Dryer | [18 empty] | 0.3 | [5 empty] | Hot water cylinder | 55 | Commercial | Gas boiler | 0 | 0 | 0
56 | BioLPG boiler | 2020 | 0 | 3 | BioLPG |  | 2986.4144 | 23.4785 | 191.684 | 0 | 84% |  |  | 56 | Industrial Bio fuel Oven | 2020 | 100000000 | 1000000000 | Bio fuel |  |  | 91.5378 |  | 1.8308 | 92% |  |  | Industrial Bio fuel Oven | Wood chip | Bio fuel | [5 empty] | 56 | 1 | Industrial Oil Furnace | 25 | [10 empty] | Industrial Gas Furnace | [18 empty] | 0.8 | [5 empty] | Hot water cylinder | 56 | Commercial | Gas boiler | 0 | 0 | 0
57 | BioLPG boiler | 2020 | 3 | 5 | BioLPG |  | 2986.4144 | 23.4785 | 191.684 | 0 | 84% |  |  | 57 | Industrial Bio waste Boiler | 2020 | 0 | 100 | Bio waste |  |  | 572.9437 |  | 11.4589 | 92% |  |  | Industrial Bio waste Boiler | Industrial food | Bio waste | [5 empty] | 57 | 1 | Industrial Oil Dryer | 25 | [10 empty] | Industrial Gas Other Kiln | [18 empty] | 0.4 | [5 empty] | Hot water cylinder | 57 | Commercial | Gas boiler | 0 | 0 | 0
58 | BioLPG boiler | 2020 | 5 | 10 | BioLPG |  | 2986.4144 | 23.4785 | 191.684 | 0 | 84% |  |  | 58 | Industrial Bio waste Boiler | 2020 | 100 | 300 | Bio waste |  |  | 572.9437 |  | 11.4589 | 92% |  |  | Industrial Bio waste Boiler | PCRW | Bio waste | [5 empty] | 58 | 1 | Industrial Oil Oven | 25 | [10 empty] | Industrial Gas Oven | [18 empty] | 0.35 | [5 empty] | Hot water cylinder | 58 | Commercial | Gas boiler | 0 | 0 | 0
59 | BioLPG boiler | 2020 | 10 | 15 | BioLPG |  | 2986.4144 | 23.4785 | 191.684 | 0 | 84% |  |  | 59 | Industrial Bio waste Boiler | 2020 | 300 | 1000 | Bio waste |  |  | 572.9437 |  | 11.4589 | 92% |  |  | Industrial Bio waste Boiler | RVO | Bio waste | [5 empty] | 59 | 1 | Industrial Oil CHP | 25 | [10 empty] | Industrial Heat Pump - High Temperature (Steam) | [18 empty] | 0.5 | [5 empty] | Hot water cylinder | 59 | Commercial | Oil boiler | 0 | 1 | 0
60 | BioLPG boiler | 2020 | 15 | 50 | BioLPG |  | 0 | 136.078 | 0 | 9.3289 | 84% |  |  | 60 | Industrial Bio waste Boiler | 2020 | 1000 | 3000 | Bio waste |  |  | 572.9437 |  | 11.4589 | 92% |  |  | Industrial Bio waste Boiler | Sawmill | Bio waste | [5 empty] | 60 | 1 | Industrial Gas Cement/Lime Kiln | 25 | [10 empty] | Industrial Heat Pump - Medium Temperature (Hot Water) | [18 empty] | 0.5 | [5 empty] | Hot water cylinder | 60 | Commercial | Oil boiler | 0 | 1 | 0
61 | BioLPG boiler | 2020 | 50 | 100 | BioLPG |  | 0 | 105.0032 | 0 | 6.9101 | 84% |  |  | 61 | Industrial Bio waste Boiler | 2020 | 3000 | 10000 | Bio waste |  |  | 353.9651 |  | 7.0793 | 92% |  |  | Industrial Bio waste Boiler | Tallow | Bio waste | [5 empty] | 61 | 1 | Industrial Gas Other Kiln | 25 | [10 empty] | Industrial Hydrogen Boiler | [18 empty] | 0.5 | [5 empty] | Hot water cylinder | 61 | Commercial | Oil boiler | 0 | 1 | 0
62 | BioLPG boiler | 2020 | 100 | 200 | BioLPG |  | 0 | 81.0247 | 0 | 5.1185 | 84% |  |  | 62 | Industrial Bio waste Boiler | 2020 | 10000 | 30000 | Bio waste |  |  | 228.093 |  | 4.5619 | 92% |  |  | Industrial Bio waste Cement/Lime Kiln | Industrial food | Bio waste | [5 empty] | 62 | 1 | Industrial Gas Boiler | 25 | [10 empty] | Industrial Hydrogen CHP | [18 empty] | 0.6 | [5 empty] | Hot water cylinder | 62 | Commercial | Oil boiler | 0 | 1 | 0
63 | BioLPG boiler | 2020 | 200 | 300 | BioLPG |  | 0 | 69.624 | 0 | 4.2943 | 84% |  |  | 63 | Industrial Bio waste Boiler | 2020 | 30000 | 100000000 | Bio waste |  |  | 140.916 |  | 2.8183 | 92% |  |  | Industrial Bio waste Cement/Lime Kiln | PCRW | Bio waste | [5 empty] | 63 | 1 | Industrial Gas Furnace | 25 | [10 empty] | Industrial Hydrogen Dryer | [18 empty] | 0.3 | [5 empty] | Hot water cylinder | 63 | Commercial | Oil boiler | 0 | 1 | 0
64 | BioLPG boiler | 2020 | 300 | 500 | BioLPG |  | 0 | 57.5159 | 0 | 3.4422 | 84% |  |  | 64 | Industrial Bio waste Boiler | 2020 | 100000000 | 1000000000 | Bio waste |  |  | 90.8055 |  | 1.8161 | 92% |  |  | Industrial Bio waste Cement/Lime Kiln | RVO | Bio waste | [5 empty] | 64 | 1 | Industrial Gas Dryer | 25 | [10 empty] | Industrial Hydrogen Furnace | [18 empty] | 0.8 | [5 empty] | Hot water cylinder | 64 | Commercial | Oil boiler | 0 | 1 | 0
65 | BioLPG boiler | 2020 | 500 | 1000 | BioLPG |  | 0 | 44.3816 | 0 | 2.5497 | 84% |  |  | 65 | Industrial Bio waste Cement/Lime Kiln | 2020 | 0 | 100 | Bio waste |  |  | 612.3481 |  | 12.247 | 90% |  |  | Industrial Bio waste Cement/Lime Kiln | Sawmill | Bio waste | [5 empty] | 65 | 1 | Industrial Gas Oven | 25 | [10 empty] | Industrial Hydrogen Kiln | [18 empty] | 0.4 | [5 empty] | Hot water cylinder | 65 | Commercial | Oil boiler | 0 | 1 | 0
66 | BioLPG boiler | 2020 | 1000 | 100000000 | BioLPG |  | 0 | 34.2466 | 0 | 1.8886 | 84% |  |  | 66 | Industrial Bio waste Cement/Lime Kiln | 2020 | 100 | 300 | Bio waste |  |  | 612.3481 |  | 12.247 | 90% |  |  | Industrial Bio waste Cement/Lime Kiln | Tallow | Bio waste | [5 empty] | 66 | 1 | Industrial Gas CHP | 25 | [10 empty] | Industrial Hydrogen Kiln (Lime only) | [18 empty] | 0.8 | [5 empty] | Hot water cylinder | 66 | Commercial | Commercial electric heating | 1 | 1 | 1224.963
67 | Biomethane boiler | 2020 | 0 | 3 | Biomethane |  | 2772.0459 | 20.7563 | 117.9594 | 0 | 87% |  |  | 67 | Industrial Bio waste Cement/Lime Kiln | 2020 | 300 | 1000 | Bio waste |  |  | 612.3481 |  | 12.247 | 90% |  |  | Industrial Bio waste CHP | Industrial food | Bio waste | [19 empty] | Industrial Hydrogen Oven | [18 empty] | 0.35 | [5 empty] | Hot water cylinder | 67 | Commercial | Commercial electric heating | 1 | 1 | 1224.963
68 | Biomethane boiler | 2020 | 3 | 5 | Biomethane |  | 2772.0459 | 20.7563 | 117.9594 | 0 | 87% |  |  | 68 | Industrial Bio waste Cement/Lime Kiln | 2020 | 1000 | 3000 | Bio waste |  |  | 612.3481 |  | 12.247 | 90% |  |  | Industrial Bio waste CHP | PCRW | Bio waste | [19 empty] | Industrial Mixed Fuel Kiln + Calciner (high % biomass and waste fuel) | [18 empty] | 0.8 | [5 empty] | Hot water cylinder | 68 | Commercial | Commercial electric heating | 1 | 1 | 1224.963
69 | Biomethane boiler | 2020 | 5 | 10 | Biomethane |  | 2772.0459 | 20.7563 | 117.9594 | 0 | 87% |  |  | 69 | Industrial Bio waste Cement/Lime Kiln | 2020 | 3000 | 10000 | Bio waste |  |  | 378.3092 |  | 7.5662 | 90% |  |  | Industrial Bio waste CHP | RVO | Bio waste | [19 empty] | Industrial Non-bio waste Boiler | [18 empty] | 0.5 | [5 empty] | Hot water cylinder | 69 | Commercial | Commercial electric heating | 1 | 1 | 1224.963
70 | Biomethane boiler | 2020 | 10 | 15 | Biomethane |  | 2772.0459 | 20.7563 | 117.9594 | 0 | 87% |  |  | 70 | Industrial Bio waste Cement/Lime Kiln | 2020 | 10000 | 30000 | Bio waste |  |  | 243.7802 |  | 4.8756 | 90% |  |  | Industrial Bio waste CHP | Sawmill | Bio waste | [19 empty] | Industrial Non-bio waste Cement/Lime Kiln | [18 empty] | 0.8 | [5 empty] | Hot water cylinder | 70 | Commercial | Commercial electric heating | 1 | 1 | 1224.963
71 | Biomethane boiler | 2020 | 15 | 50 | Biomethane |  | 0 | 136.078 | 0 | 9.3289 | 87% |  |  | 71 | Industrial Bio waste Cement/Lime Kiln | 2020 | 30000 | 100000000 | Bio waste |  |  | 150.6076 |  | 3.0122 | 90% |  |  | Industrial Bio waste CHP | Tallow | Bio waste | [19 empty] | Industrial Non-bio waste CHP | [18 empty] | 0.6 | [5 empty] | Hot water cylinder | 71 | Commercial | Commercial electric heating | 1 | 1 | 1224.963
72 | Biomethane boiler | 2020 | 50 | 100 | Biomethane |  | 0 | 105.0032 | 0 | 6.9101 | 87% |  |  | 72 | Industrial Bio waste Cement/Lime Kiln | 2020 | 100000000 | 1000000000 | Bio waste |  |  | 97.0506 |  | 1.941 | 90% |  |  | Industrial Bio waste Dryer | Industrial food | Bio waste | [19 empty] | Industrial Non-bio waste Dryer | [18 empty] | 0.3 | [5 empty] | Hot water cylinder | 72 | Commercial | Commercial electric heating | 1 | 1 | 1224.963
73 | Biomethane boiler | 2020 | 100 | 200 | Biomethane |  | 0 | 81.0247 | 0 | 5.1185 | 87% |  |  | 73 | Industrial Bio waste CHP | 2020 | 0 | 100 | Bio waste |  |  | 922.0995 |  | 18.442 | 50% |  |  | Industrial Bio waste Dryer | PCRW | Bio waste | [19 empty] | Industrial Non-bio waste Furnace | [18 empty] | 0.8 | [5 empty] | Hot water cylinder | 73 | Commercial | Commercial electric heating | 1 | 1 | 1224.963
74 | Biomethane boiler | 2020 | 200 | 300 | Biomethane |  | 0 | 69.624 | 0 | 4.2943 | 87% |  |  | 74 | Industrial Bio waste CHP | 2020 | 100 | 300 | Bio waste |  |  | 922.0995 |  | 18.442 | 50% |  |  | Industrial Bio waste Dryer | RVO | Bio waste | [19 empty] | Industrial Non-bio waste Other Kiln | [18 empty] | 0.4 | [5 empty] | Hot water cylinder | 74 | Commercial | Commercial electric heating | 1 | 1 | 1224.963
75 | Biomethane boiler | 2020 | 300 | 500 | Biomethane |  | 0 | 57.5159 | 0 | 3.4422 | 87% |  |  | 75 | Industrial Bio waste CHP | 2020 | 300 | 1000 | Bio waste |  |  | 922.0995 |  | 18.442 | 50% |  |  | Industrial Bio waste Dryer | Sawmill | Bio waste | [19 empty] | Industrial Non-bio waste Oven | [18 empty] | 0.35 | [5 empty] | Hot water cylinder | 75 | Commercial | Commercial electric heating | 1 | 1 | 1224.963
76 | Biomethane boiler | 2020 | 500 | 1000 | Biomethane |  | 0 | 44.3816 | 0 | 2.5497 | 87% |  |  | 76 | Industrial Bio waste CHP | 2020 | 1000 | 3000 | Bio waste |  |  | 922.0995 |  | 18.442 | 50% |  |  | Industrial Bio waste Dryer | Tallow | Bio waste | [19 empty] | Industrial Oil Boiler | [18 empty] | 0.5 | [5 empty] | Hot water cylinder | 76 | Commercial | Gas boiler | 0 | 0 | 0
77 | Biomethane boiler | 2020 | 1000 | 100000000 | Biomethane |  | 0 | 34.2466 | 0 | 1.8886 | 87% |  |  | 77 | Industrial Bio waste CHP | 2020 | 3000 | 10000 | Bio waste |  |  | 569.6738 |  | 11.3935 | 50% |  |  | Industrial Bio waste Furnace | Industrial food | Bio waste | [19 empty] | Industrial Oil Cement/Lime Kiln | [18 empty] | 0.8 | [5 empty] | Hot water cylinder | 77 | Commercial | Gas boiler | 0 | 0 | 0
247 | Commercial electric heating | 2020 | 0 | 3 | Electricity |  | 267.6771 | 132.7043 | 117.9594 | 0 | 100% |  |  | 78 | Industrial Bio waste CHP | 2020 | 10000 | 30000 | Bio waste |  |  | 367.0944 |  | 7.3419 | 50% |  |  | Industrial Bio waste Furnace | PCRW | Bio waste | [19 empty] | Industrial Oil CHP | [18 empty] | 0.6 | [5 empty] | Hot water cylinder | 78 | Commercial | Gas boiler | 0 | 0 | 0
248 | Commercial electric heating | 2020 | 3 | 5 | Electricity |  | 267.6771 | 132.7043 | 117.9594 | 0 | 100% |  |  | 79 | Industrial Bio waste CHP | 2020 | 30000 | 100000000 | Bio waste |  |  | 226.7912 |  | 4.5358 | 50% |  |  | Industrial Bio waste Furnace | RVO | Bio waste | [19 empty] | Industrial Oil Dryer | [18 empty] | 0.3 | [5 empty] | Hot water cylinder | 79 | Commercial | Gas boiler | 0 | 0 | 0
249 | Commercial electric heating | 2020 | 5 | 10 | Electricity |  | 267.6771 | 132.7043 | 117.9594 | 0 | 100% |  |  | 80 | Industrial Bio waste CHP | 2020 | 100000000 | 1000000000 | Bio waste |  |  | 146.1429 |  | 2.9229 | 50% |  |  | Industrial Bio waste Furnace | Sawmill | Bio waste | [19 empty] | Industrial Oil Furnace | [18 empty] | 0.8 | [5 empty] | Hot water cylinder | 80 | Commercial | Oil boiler | 0 | 1 | 0
250 | Commercial electric heating | 2020 | 10 | 15 | Electricity |  | 267.6771 | 132.7043 | 117.9594 | 0 | 100% |  |  | 81 | Industrial Bio waste Dryer | 2020 | 0 | 100 | Bio waste |  |  | 577.5643 |  | 11.5513 | 92% |  |  | Industrial Bio waste Furnace | Tallow | Bio waste | [19 empty] | Industrial Oil Other Kiln | [18 empty] | 0.4 | [5 empty] | Hot water cylinder | 81 | Commercial | Oil boiler | 0 | 1 | 0
251 | Commercial electric heating | 2020 | 15 | 50 | Electricity |  | 267.6771 | 132.7043 | 0 | 9.3289 | 100% |  |  | 82 | Industrial Bio waste Dryer | 2020 | 100 | 300 | Bio waste |  |  | 577.5643 |  | 11.5513 | 92% |  |  | Industrial Bio waste Other Kiln | Industrial food | Bio waste | [19 empty] | Industrial Oil Oven | [18 empty] | 0.35 | [5 empty] | Hot water cylinder | 82 | Commercial | Oil boiler | 0 | 1 | 0
252 | Commercial electric heating | 2020 | 50 | 100 | Electricity |  | 267.6771 | 132.7043 | 0 | 6.9101 | 100% |  |  | 83 | Industrial Bio waste Dryer | 2020 | 300 | 1000 | Bio waste |  |  | 577.5643 |  | 11.5513 | 92% |  |  | Industrial Bio waste Other Kiln | PCRW | Bio waste | [19 empty] | Industrial Solid Fuels Boiler | [18 empty] | 0.5 | [5 empty] | Hot water cylinder | 83 | Commercial | Oil boiler | 0 | 1 | 0
253 | Commercial electric heating | 2020 | 100 | 200 | Electricity |  | 267.6771 | 132.7043 | 0 | 5.1185 | 100% |  |  | 84 | Industrial Bio waste Dryer | 2020 | 1000 | 3000 | Bio waste |  |  | 577.5643 |  | 11.5513 | 92% |  |  | Industrial Bio waste Other Kiln | RVO | Bio waste | [19 empty] | Industrial Solid Fuels Cement/Lime Kiln | [18 empty] | 0.8 | [5 empty] | Hot water cylinder | 84 | Commercial | Commercial electric heating | 1 | 1 | 1224.963
254 | Commercial electric heating | 2020 | 200 | 300 | Electricity |  | 267.6771 | 132.7043 | 0 | 4.2943 | 100% |  |  | 85 | Industrial Bio waste Dryer | 2020 | 3000 | 10000 | Bio waste |  |  | 356.8197 |  | 7.1364 | 92% |  |  | Industrial Bio waste Other Kiln | Sawmill | Bio waste | [19 empty] | Industrial Solid Fuels CHP | [18 empty] | 0.6 | [5 empty] | Hot water cylinder | 85 | Commercial | Commercial electric heating | 1 | 1 | 1224.963
255 | Commercial electric heating | 2020 | 300 | 500 | Electricity |  | 267.6771 | 132.7043 | 0 | 3.4422 | 100% |  |  | 86 | Industrial Bio waste Dryer | 2020 | 10000 | 30000 | Bio waste |  |  | 229.9325 |  | 4.5987 | 92% |  |  | Industrial Bio waste Other Kiln | Tallow | Bio waste | [19 empty] | Industrial Solid Fuels Dryer | [18 empty] | 0.3 | [5 empty] | Hot water cylinder | 86 | Commercial | Commercial electric heating | 1 | 1 | 1224.963
256 | Commercial electric heating | 2020 | 500 | 1000 | Electricity |  | 267.6771 | 132.7043 | 0 | 2.5497 | 100% |  |  | 87 | Industrial Bio waste Dryer | 2020 | 30000 | 100000000 | Bio waste |  |  | 142.0525 |  | 2.841 | 92% |  |  | Industrial Bio waste Oven | Industrial food | Bio waste | [19 empty] | Industrial Solid Fuels Furnace | [18 empty] | 0.8 | [5 empty] | Hot water cylinder | 87 | Commercial | Commercial electric heating | 1 | 1 | 1224.963
257 | Commercial electric heating | 2020 | 1000 | 100000000 | Electricity |  | 267.6771 | 132.7043 | 0 | 1.8886 | 100% |  |  | 88 | Industrial Bio waste Dryer | 2020 | 100000000 | 1000000000 | Bio waste |  |  | 91.5378 |  | 1.8308 | 92% |  |  | Industrial Bio waste Oven | PCRW | Bio waste | [19 empty] | Industrial Solid Fuels Other Kiln | [18 empty] | 0.4 | [5 empty] | Hot water cylinder | 88 | Commercial | Commercial electric heating | 1 | 1 | 1224.963
78 | Communal ASHP | 2020 | 0 | 3 | Electricity |  | 0 | 662.3874 | 117.9594 | 0 | 330% |  |  | 89 | Industrial Bio waste Furnace | 2020 | 0 | 100 | Bio waste |  |  | 577.5643 |  | 11.5513 | 85% |  |  | Industrial Bio waste Oven | RVO | Bio waste | [19 empty] | Industrial Solid Fuels Oven | [18 empty] | 0.35 | [5 empty] | Hot water cylinder | 89 | Commercial | Commercial electric heating | 1 | 1 | 1224.963
79 | Communal ASHP | 2020 | 3 | 5 | Electricity |  | 0 | 662.3874 | 117.9594 | 0 | 330% |  |  | 90 | Industrial Bio waste Furnace | 2020 | 100 | 300 | Bio waste |  |  | 577.5643 |  | 11.5513 | 85% |  |  | Industrial Bio waste Oven | Sawmill | Bio waste | [19 empty] | Oil boiler | [5 empty] | 1 | [8 empty] | 1 |  |  | 0.09 | 0.10055 | 3 |  |  |  |  | Hot water cylinder | 90 | Commercial | Commercial electric heating | 1 | 1 | 1224.963
80 | Communal ASHP | 2020 | 5 | 10 | Electricity |  | 0 | 662.3874 | 117.9594 | 0 | 330% |  |  | 91 | Industrial Bio waste Furnace | 2020 | 300 | 1000 | Bio waste |  |  | 577.5643 |  | 11.5513 | 85% |  |  | Industrial Bio waste Oven | Tallow | Bio waste | [19 empty] | Solid biomass boiler | [5 empty] | 1 | [6 empty] | 1 |  | 1 |  |  | 0.205 | 0.22904 | 3 |  |  |  |  | Hot water cylinder | 91 | Commercial | Commercial electric heating | 1 | 1 | 1224.963
81 | Communal ASHP | 2020 | 10 | 100000000 | Electricity |  | 0 | 662.3874 | 117.9594 | 0 | 330% |  |  | 92 | Industrial Bio waste Furnace | 2020 | 1000 | 3000 | Bio waste |  |  | 577.5643 |  | 11.5513 | 85% |  |  | Industrial Biomass Boiler | Wood pellet | Biomass | [19 empty] | Solid boiler | [5 empty] | 1 | [6 empty] | 1 |  | 1 |  |  | 0.16 | 0.17876 | 3 |  |  |  |  | Hot water cylinder | 92 | Commercial | Commercial electric heating | 1 | 1 | 1224.963
236 | Electric heating | 2020 | 0 | 3 | Electricity |  | 0 | 883.5613 | 117.9594 | 0 | 100% |  |  | 93 | Industrial Bio waste Furnace | 2020 | 3000 | 10000 | Bio waste |  |  | 356.8197 |  | 7.1364 | 85% |  |  | Industrial Biomass Boiler | Wood chip | Biomass | [44 empty] | Hot water cylinder | 93 | Commercial | Commercial electric heating | 1 | 1 | 1224.963
237 | Electric heating | 2020 | 3 | 5 | Electricity |  | 0 | 883.5613 | 117.9594 | 0 | 100% |  |  | 94 | Industrial Bio waste Furnace | 2020 | 10000 | 30000 | Bio waste |  |  | 229.9325 |  | 4.5987 | 85% |  |  | Industrial Biomass Boiler | Sawmill | Biomass | [44 empty] | Hot water cylinder | 94 | Commercial | Gas boiler | 0 | 0 | 0
238 | Electric heating | 2020 | 5 | 10 | Electricity |  | 0 | 883.5613 | 117.9594 | 0 | 100% |  |  | 95 | Industrial Bio waste Furnace | 2020 | 30000 | 100000000 | Bio waste |  |  | 142.0525 |  | 2.841 | 85% |  |  | Industrial Biomass Boiler | Pellet imports 1 | Biomass | [44 empty] | Hot water cylinder | 95 | Commercial | Gas boiler | 0 | 0 | 0
239 | Electric heating | 2020 | 10 | 15 | Electricity |  | 0 | 883.5613 | 117.9594 | 0 | 100% |  |  | 96 | Industrial Bio waste Furnace | 2020 | 100000000 | 1000000000 | Bio waste |  |  | 91.5378 |  | 1.8308 | 85% |  |  | Industrial Biomass Boiler | Pellet imports 2 | Biomass | [44 empty] | Hot water cylinder | 96 | Commercial | Gas boiler | 0 | 0 | 0
240 | Electric heating | 2020 | 15 | 50 | Electricity |  | 0 | 883.5613 | 117.9594 | 0 | 100% |  |  | 97 | Industrial Bio waste Other Kiln | 2020 | 0 | 100 | Bio waste |  |  | 1102.7409 |  | 22.0548 | 85% |  |  | Industrial Biomass Boiler | Pellet imports 3 | Biomass | [44 empty] | Hot water cylinder | 97 | Commercial | Gas boiler | 0 | 0 | 0
241 | Electric heating | 2020 | 50 | 100 | Electricity |  | 0 | 883.5613 | 117.9594 | 0 | 100% |  |  | 98 | Industrial Bio waste Other Kiln | 2020 | 100 | 300 | Bio waste |  |  | 1102.7409 |  | 22.0548 | 85% |  |  | Industrial Biomass CHP | Wood pellet | Biomass | [44 empty] | Hot water cylinder | 98 | Commercial | Oil boiler | 0 | 1 | 0
242 | Electric heating | 2020 | 100 | 200 | Electricity |  | 0 | 883.5613 | 117.9594 | 0 | 100% |  |  | 99 | Industrial Bio waste Other Kiln | 2020 | 300 | 1000 | Bio waste |  |  | 1102.7409 |  | 22.0548 | 85% |  |  | Industrial Biomass CHP | Wood chip | Biomass | [44 empty] | Hot water cylinder | 99 | Commercial | Oil boiler | 0 | 1 | 0
243 | Electric heating | 2020 | 200 | 300 | Electricity |  | 0 | 883.5613 | 117.9594 | 0 | 100% |  |  | 100 | Industrial Bio waste Other Kiln | 2020 | 1000 | 3000 | Bio waste |  |  | 1102.7409 |  | 22.0548 | 85% |  |  | Industrial Biomass CHP | Sawmill | Biomass | [44 empty] | Hot water cylinder | 100 | Commercial | Oil boiler | 0 | 1 | 0
244 | Electric heating | 2020 | 300 | 500 | Electricity |  | 0 | 883.5613 | 117.9594 | 0 | 100% |  |  | 101 | Industrial Bio waste Other Kiln | 2020 | 3000 | 10000 | Bio waste |  |  | 681.2743 |  | 13.6255 | 85% |  |  | Industrial Biomass CHP | Pellet imports 1 | Biomass | [44 empty] | Hot water cylinder | 101 | Commercial | Oil boiler | 0 | 1 | 0
245 | Electric heating | 2020 | 500 | 1000 | Electricity |  | 0 | 883.5613 | 117.9594 | 0 | 100% |  |  | 102 | Industrial Bio waste Other Kiln | 2020 | 10000 | 30000 | Bio waste |  |  | 439.0091 |  | 8.7802 | 85% |  |  | Industrial Biomass CHP | Pellet imports 2 | Biomass | [44 empty] | Hot water cylinder | 102 | Commercial | Oil boiler | 0 | 1 | 0
246 | Electric heating | 2020 | 1000 | 100000000 | Electricity |  | 0 | 883.5613 | 117.9594 | 0 | 100% |  |  | 103 | Industrial Bio waste Other Kiln | 2020 | 30000 | 100000000 | Bio waste |  |  | 271.2202 |  | 5.4244 | 85% |  |  | Industrial Biomass CHP | Pellet imports 3 | Biomass | [44 empty] | Hot water cylinder | 103 | Commercial | Oil boiler | 0 | 1 | 0
82 | Electric resistive | 2020 | 0 | 3 | Electricity |  | 267.6771 | 132.7043 | 117.9594 | 0 | 100% |  |  | 104 | Industrial Bio waste Other Kiln | 2020 | 100000000 | 1000000000 | Bio waste |  |  | 174.7727 |  | 3.4955 | 85% |  |  | Industrial Biomethane Boiler | Biomethane 1 | Biomethane | [44 empty] | Hot water cylinder | 104 | Commercial | Commercial electric heating | 1 | 1 | 1224.963
83 | Electric resistive | 2020 | 3 | 5 | Electricity |  | 267.6771 | 132.7043 | 117.9594 | 0 | 100% |  |  | 105 | Industrial Bio waste Oven | 2020 | 0 | 100 | Bio waste |  |  | 577.5643 |  | 11.5513 | 92% |  |  | Industrial Biomethane Boiler | Biomethane 2 | Biomethane | [44 empty] | Hot water cylinder | 105 | Commercial | Commercial electric heating | 1 | 1 | 1224.963
84 | Electric resistive | 2020 | 5 | 10 | Electricity |  | 267.6771 | 132.7043 | 117.9594 | 0 | 100% |  |  | 106 | Industrial Bio waste Oven | 2020 | 100 | 300 | Bio waste |  |  | 577.5643 |  | 11.5513 | 92% |  |  | Industrial Biomethane Boiler | Biomethane 3 | Biomethane | [44 empty] | Hot water cylinder | 106 | Commercial | Commercial electric heating | 1 | 1 | 1224.963
85 | Electric resistive | 2020 | 10 | 15 | Electricity |  | 267.6771 | 132.7043 | 117.9594 | 0 | 100% |  |  | 107 | Industrial Bio waste Oven | 2020 | 300 | 1000 | Bio waste |  |  | 577.5643 |  | 11.5513 | 92% |  |  | Industrial Biomethane Boiler | Biomethane 4 | Biomethane | [44 empty] | Hot water cylinder | 107 | Commercial | Commercial electric heating | 1 | 1 | 1224.963
86 | Electric resistive | 2020 | 15 | 50 | Electricity |  | 267.6771 | 132.7043 | 0 | 9.3289 | 100% |  |  | 108 | Industrial Bio waste Oven | 2020 | 1000 | 3000 | Bio waste |  |  | 577.5643 |  | 11.5513 | 92% |  |  | Industrial Biomethane Boiler | Biomethane 5 | Biomethane | [44 empty] | Hot water cylinder | 108 | Commercial | Gas boiler | 0 | 0 | 0
87 | Electric resistive | 2020 | 50 | 100 | Electricity |  | 267.6771 | 132.7043 | 0 | 6.9101 | 100% |  |  | 109 | Industrial Bio waste Oven | 2020 | 3000 | 10000 | Bio waste |  |  | 356.8197 |  | 7.1364 | 92% |  |  | Industrial Biomethane Boiler | Biomethane 6 | Biomethane | [44 empty] | Hot water cylinder | 109 | Commercial | Gas boiler | 0 | 0 | 0
88 | Electric resistive | 2020 | 100 | 200 | Electricity |  | 267.6771 | 132.7043 | 0 | 5.1185 | 100% |  |  | 110 | Industrial Bio waste Oven | 2020 | 10000 | 30000 | Bio waste |  |  | 229.9325 |  | 4.5987 | 92% |  |  | Industrial Biomethane Boiler | Biomethane 7 | Biomethane | [44 empty] | Hot water cylinder | 110 | Commercial | Oil boiler | 0 | 1 | 0
89 | Electric resistive | 2020 | 200 | 300 | Electricity |  | 267.6771 | 132.7043 | 0 | 4.2943 | 100% |  |  | 111 | Industrial Bio waste Oven | 2020 | 30000 | 100000000 | Bio waste |  |  | 142.0525 |  | 2.841 | 92% |  |  | Industrial Biomethane Boiler | Biomethane 8 | Biomethane | [44 empty] | Hot water cylinder | 111 | Commercial | Oil boiler | 0 | 1 | 0
90 | Electric resistive | 2020 | 300 | 500 | Electricity |  | 267.6771 | 132.7043 | 0 | 3.4422 | 100% |  |  | 112 | Industrial Bio waste Oven | 2020 | 100000000 | 1000000000 | Bio waste |  |  | 91.5378 |  | 1.8308 | 92% |  |  | Industrial Biomethane Boiler | Biomethane 9 | Biomethane | [44 empty] | Hot water cylinder | 112 | Commercial | Commercial electric heating | 1 | 1 | 1224.963
91 | Electric resistive | 2020 | 500 | 1000 | Electricity |  | 267.6771 | 132.7043 | 0 | 2.5497 | 100% |  |  | 113 | Industrial Biomass Boiler | 2020 | 0 | 100 | Biomass |  |  | 1204.5623 |  | 24.0912 | 85% |  |  | Industrial Biomethane Boiler | Biomethane 10 | Biomethane | [44 empty] | Hot water cylinder | 113 | Commercial | Oil boiler | 0 | 1 | 0
92 | Electric resistive | 2020 | 1000 | 100000000 | Electricity |  | 267.6771 | 132.7043 | 0 | 1.8886 | 100% |  |  | 114 | Industrial Biomass Boiler | 2020 | 100 | 300 | Biomass |  |  | 1204.5623 |  | 24.0912 | 85% |  |  | Industrial Biomethane Boiler | Biomethane 11 | Biomethane | [44 empty] | Hot water cylinder | 114 | Commercial | Oil boiler | 0 | 1 | 0
93 | Electric resistive + HW HP | 2020 | 0 | 3 | Electricity |  | 5292.2939 | 553.5018 | 179.2075 | 0 | 119.8% |  |  | 115 | Industrial Biomass Boiler | 2020 | 300 | 1000 | Biomass |  |  | 1204.5623 |  | 24.0912 | 85% |  |  | Industrial Biomethane Boiler | Biomethane 12 | Biomethane | [44 empty] | Hot water cylinder | 115 | Commercial | Oil boiler | 0 | 1 | 0
94 | Electric resistive + HW HP | 2020 | 3 | 5 | Electricity |  | 5292.2939 | 553.5018 | 179.2075 | 0 | 119.8% |  |  | 116 | Industrial Biomass Boiler | 2020 | 1000 | 3000 | Biomass |  |  | 1204.5623 |  | 24.0912 | 85% |  |  | Industrial Biomethane Boiler | Biomethane 13 | Biomethane | [44 empty] | Hot water cylinder | 116 | Public | Oil boiler | 0 | 1 | 0
95 | Electric resistive + HW HP | 2020 | 5 | 10 | Electricity |  | 5292.2939 | 553.5018 | 179.2075 | 0 | 119.8% |  |  | 117 | Industrial Biomass Boiler | 2020 | 3000 | 10000 | Biomass |  |  | 744.1796 |  | 14.8836 | 85% |  |  | Industrial Biomethane Boiler | Biomethane 14 | Biomethane | [44 empty] | Hot water cylinder | 117 | Public | Oil boiler | 0 | 1 | 0
96 | Electric resistive + HW HP | 2020 | 10 | 15 | Electricity |  | 5292.2939 | 553.5018 | 179.2075 | 0 | 119.8% |  |  | 118 | Industrial Biomass Boiler | 2020 | 10000 | 30000 | Biomass |  |  | 479.5449 |  | 9.5909 | 85% |  |  | Industrial Biomethane Boiler | Biomethane 15 | Biomethane | [44 empty] | Hot water cylinder | 118 | Public | Gas boiler | 0 | 0 | 0
97 | Electric resistive + HW HP | 2020 | 15 | 100000000 | Electricity |  | 5292.2939 | 553.5018 | 179.2075 | 0 | 119.8% |  |  | 119 | Industrial Biomass Boiler | 2020 | 30000 | 100000000 | Biomass |  |  | 296.2632 |  | 5.9253 | 85% |  |  | Industrial Biomethane Boiler | Biomethane 16 | Biomethane | [44 empty] | Hot water cylinder | 119 | Public | Gas boiler | 0 | 0 | 0
98 | Electric storage | 2020 | 0 | 3 | Electricity |  | 0 | 883.5613 | 117.9594 | 0 | 100% |  |  | 120 | Industrial Biomass Boiler | 2020 | 100000000 | 1000000000 | Biomass |  |  | 190.9103 |  | 3.8182 | 85% |  |  | Industrial Biomethane Boiler | Biomethane 17 | Biomethane | [44 empty] | Hot water cylinder | 120 | Public | Gas boiler | 0 | 0 | 0
99 | Electric storage | 2020 | 3 | 5 | Electricity |  | 0 | 883.5613 | 117.9594 | 0 | 100% |  |  | 121 | Industrial Biomass CHP | 2020 | 0 | 100 | Biomass |  |  | 633 |  | 13 | 50% |  |  | Industrial Biomethane Boiler + Grid connection | Biomethane 1 | Biomethane | [44 empty] | Hot water cylinder | 121 | Public | Gas boiler | 0 | 0 | 0
100 | Electric storage | 2020 | 5 | 10 | Electricity |  | 0 | 883.5613 | 117.9594 | 0 | 100% |  |  | 122 | Industrial Biomass CHP | 2020 | 100 | 300 | Biomass |  |  | 633 |  | 13 | 50% |  |  | Industrial Biomethane Boiler + Grid connection | Biomethane 2 | Biomethane | [44 empty] | Hot water cylinder | 122 | Public | Gas boiler | 0 | 0 | 0
101 | Electric storage | 2020 | 10 | 100 | Electricity |  | 0 | 883.5613 | 117.9594 | 0 | 100% |  |  | 123 | Industrial Biomass CHP | 2020 | 300 | 1000 | Biomass |  |  | 633 |  | 13 | 50% |  |  | Industrial Biomethane Boiler + Grid connection | Biomethane 3 | Biomethane | [44 empty] | Hot water cylinder | 123 | Public | Oil boiler | 0 | 1 | 0
102 | Electric storage | 2020 | 100 | 1000 | Electricity |  | 0 | 883.5613 | 117.9594 | 0 | 100% |  |  | 124 | Industrial Biomass CHP | 2020 | 1000 | 3000 | Biomass |  |  | 633 |  | 13 | 50% |  |  | Industrial Biomethane Boiler + Grid connection | Biomethane 4 | Biomethane | [44 empty] | Hot water cylinder | 124 | Public | Oil boiler | 0 | 1 | 0
103 | Electric storage | 2020 | 1000 | 100000000 | Electricity |  | 0 | 883.5613 | 117.9594 | 0 | 100% |  |  | 125 | Industrial Biomass CHP | 2020 | 3000 | 10000 | Biomass |  |  | 391 |  | 8 | 50% |  |  | Industrial Biomethane Boiler + Grid connection | Biomethane 5 | Biomethane | [44 empty] | Hot water cylinder | 125 | Public | Oil boiler | 0 | 1 | 0
203 | Gas boiler | 2020 | 0 | 3 | Gas |  | 2772.0459 | 20.7563 | 117.9594 | 0 | 87% |  |  | 126 | Industrial Biomass CHP | 2020 | 10000 | 30000 | Biomass |  |  | 252 |  | 5 | 50% |  |  | Industrial Biomethane Boiler + Grid connection | Biomethane 6 | Biomethane | [44 empty] | Hot water cylinder | 126 | Public | Oil boiler | 0 | 1 | 0
204 | Gas boiler | 2020 | 3 | 5 | Gas |  | 2772.0459 | 20.7563 | 117.9594 | 0 | 87% |  |  | 127 | Industrial Biomass CHP | 2020 | 30000 | 100000000 | Biomass |  |  | 156 |  | 3 | 50% |  |  | Industrial Biomethane Boiler + Grid connection | Biomethane 7 | Biomethane | [44 empty] | Hot water cylinder | 127 | Public | Oil boiler | 0 | 1 | 0
205 | Gas boiler | 2020 | 5 | 10 | Gas |  | 2772.0459 | 20.7563 | 117.9594 | 0 | 87% |  |  | 128 | Industrial Biomass CHP | 2020 | 100000000 | 1000000000 | Biomass |  |  | 100 |  | 2 | 50% |  |  | Industrial Biomethane Boiler + Grid connection | Biomethane 8 | Biomethane | [44 empty] | Hot water cylinder | 128 | Public | Oil boiler | 0 | 1 | 0
206 | Gas boiler | 2020 | 10 | 15 | Gas |  | 2772.0459 | 20.7563 | 117.9594 | 0 | 87% |  |  | 129 | Industrial Biomethane Boiler | 2020 | 0 | 100 | Biomethane |  |  | 572.9437 |  | 11.4589 | 92% |  |  | Industrial Biomethane Boiler + Grid connection | Biomethane 9 | Biomethane | [44 empty] | Hot water cylinder | 129 | Public | Gas boiler | 0 | 0 | 0
207 | Gas boiler | 2020 | 15 | 50 | Gas |  | 0 | 136.078 | 0 | 9.3289 | 87% |  |  | 130 | Industrial Biomethane Boiler | 2020 | 100 | 300 | Biomethane |  |  | 572.9437 |  | 11.4589 | 92% |  |  | Industrial Biomethane Boiler + Grid connection | Biomethane 10 | Biomethane | [44 empty] | Hot water cylinder | 130 | Public | Gas boiler | 0 | 0 | 0
208 | Gas boiler | 2020 | 50 | 100 | Gas |  | 0 | 105.0032 | 0 | 6.9101 | 87% |  |  | 131 | Industrial Biomethane Boiler | 2020 | 300 | 1000 | Biomethane |  |  | 572.9437 |  | 11.4589 | 92% |  |  | Industrial Biomethane Boiler + Grid connection | Biomethane 11 | Biomethane | [44 empty] | Hot water cylinder | 131 | Public | Gas boiler | 0 | 0 | 0
209 | Gas boiler | 2020 | 100 | 200 | Gas |  | 0 | 81.0247 | 0 | 5.1185 | 87% |  |  | 132 | Industrial Biomethane Boiler | 2020 | 1000 | 3000 | Biomethane |  |  | 572.9437 |  | 11.4589 | 92% |  |  | Industrial Biomethane Boiler + Grid connection | Biomethane 12 | Biomethane | [44 empty] | Hot water cylinder | 132 | Public | Gas boiler | 0 | 0 | 0
210 | Gas boiler | 2020 | 200 | 300 | Gas |  | 0 | 69.624 | 0 | 4.2943 | 87% |  |  | 133 | Industrial Biomethane Boiler | 2020 | 3000 | 10000 | Biomethane |  |  | 353.9651 |  | 7.0793 | 92% |  |  | Industrial Biomethane Boiler + Grid connection | Biomethane 13 | Biomethane | [44 empty] | Hot water cylinder | 133 | Public | Commercial electric heating | 1 | 1 | 1224.963
211 | Gas boiler | 2020 | 300 | 500 | Gas |  | 0 | 57.5159 | 0 | 3.4422 | 87% |  |  | 134 | Industrial Biomethane Boiler | 2020 | 10000 | 30000 | Biomethane |  |  | 228.093 |  | 4.5619 | 92% |  |  | Industrial Biomethane Boiler + Grid connection | Biomethane 14 | Biomethane | [44 empty] | Hot water cylinder | 134 | Public | Commercial electric heating | 1 | 1 | 1224.963
212 | Gas boiler | 2020 | 500 | 1000 | Gas |  | 0 | 44.3816 | 0 | 2.5497 | 87% |  |  | 135 | Industrial Biomethane Boiler | 2020 | 30000 | 100000000 | Biomethane |  |  | 140.916 |  | 2.8183 | 92% |  |  | Industrial Biomethane Boiler + Grid connection | Biomethane 15 | Biomethane | [44 empty] | Hot water cylinder | 135 | Public | Commercial electric heating | 1 | 1 | 1224.963
213 | Gas boiler | 2020 | 1000 | 100000000 | Gas |  | 0 | 34.2466 | 0 | 1.8886 | 87% |  |  | 136 | Industrial Biomethane Boiler | 2020 | 100000000 | 1000000000 | Biomethane |  |  | 90.8055 |  | 1.8161 | 92% |  |  | Industrial Biomethane Boiler + Grid connection | Biomethane 16 | Biomethane | [44 empty] | Hot water cylinder | 136 | Public | Commercial electric heating | 1 | 1 | 1224.963
104 | GSHP | 2020 | 0 | 3 | Electricity |  | 10287.4207 | 602.2735 | 117.9594 | 0 | 245% |  |  | 137 | Industrial Biomethane Boiler + Grid connection | 2020 | 0 | 100 | Biomethane | Electricity |  | 572.9437 |  | 11.4589 | 92% | 3.3 |  | Industrial Biomethane Boiler + Grid connection | Biomethane 17 | Biomethane | [44 empty] | Hot water cylinder | 137 | Public | Commercial electric heating | 1 | 1 | 1224.963
105 | GSHP | 2020 | 3 | 5 | Electricity |  | 10287.4207 | 602.2735 | 117.9594 | 0 | 245% |  |  | 138 | Industrial Biomethane Boiler + Grid connection | 2020 | 100 | 300 | Biomethane | Electricity |  | 572.9437 |  | 11.4589 | 92% | 3.3 |  | Industrial Biomethane CHP | Biomethane 1 | Biomethane | [44 empty] | Hot water cylinder | 138 | Public | Gas boiler | 0 | 0 | 0
106 | GSHP | 2020 | 5 | 10 | Electricity |  | 10287.4207 | 602.2735 | 117.9594 | 0 | 245% |  |  | 139 | Industrial Biomethane Boiler + Grid connection | 2020 | 300 | 1000 | Biomethane | Electricity |  | 572.9437 |  | 11.4589 | 92% | 3.3 |  | Industrial Biomethane CHP | Biomethane 2 | Biomethane | [44 empty] | Hot water cylinder | 139 | Public | Gas boiler | 0 | 0 | 0
107 | GSHP | 2020 | 10 | 15 | Electricity |  | 10287.4207 | 602.2735 | 117.9594 | 0 | 245% |  |  | 140 | Industrial Biomethane Boiler + Grid connection | 2020 | 1000 | 3000 | Biomethane | Electricity |  | 572.9437 |  | 11.4589 | 92% | 3.3 |  | Industrial Biomethane CHP | Biomethane 3 | Biomethane | [44 empty] | Hot water cylinder | 140 | Public | Gas boiler | 0 | 0 | 0
108 | GSHP | 2020 | 15 | 50 | Electricity |  | 17185.0745 | 873.1036 | 0 | 4.9598 | 245% |  |  | 141 | Industrial Biomethane Boiler + Grid connection | 2020 | 3000 | 10000 | Biomethane | Electricity |  | 353.9651 |  | 7.0793 | 92% | 3.3 |  | Industrial Biomethane CHP | Biomethane 4 | Biomethane | [44 empty] | Hot water cylinder | 141 | Public | Oil boiler | 0 | 1 | 0
109 | GSHP | 2020 | 50 | 100 | Electricity |  | 17185.0745 | 784.7064 | 0 | 3.8627 | 245% |  |  | 142 | Industrial Biomethane Boiler + Grid connection | 2020 | 10000 | 30000 | Biomethane | Electricity |  | 228.093 |  | 4.5619 | 92% | 3.3 |  | Industrial Biomethane CHP | Biomethane 5 | Biomethane | [44 empty] | Hot water cylinder | 142 | Public | Oil boiler | 0 | 1 | 0
110 | GSHP | 2020 | 100 | 200 | Electricity |  | 17185.0745 | 705.2589 | 0 | 2.8612 | 245% |  |  | 143 | Industrial Biomethane Boiler + Grid connection | 2020 | 30000 | 100000000 | Biomethane | Electricity |  | 140.916 |  | 2.8183 | 92% | 3.3 |  | Industrial Biomethane CHP | Biomethane 6 | Biomethane | [44 empty] | Hot water cylinder | 143 | Public | Gas boiler | 0 | 0 | 0
111 | GSHP | 2020 | 200 | 300 | Electricity |  | 17185.0745 | 662.5681 | 0 | 2.4005 | 245% |  |  | 144 | Industrial Biomethane Boiler + Grid connection | 2020 | 100000000 | 1000000000 | Biomethane | Electricity |  | 90.8055 |  | 1.8161 | 92% | 3.3 |  | Industrial Biomethane CHP | Biomethane 7 | Biomethane | [44 empty] | Hot water cylinder | 144 | Public | Gas boiler | 0 | 0 | 0
112 | GSHP | 2020 | 300 | 500 | Electricity |  | 17185.0745 | 612.4432 | 0 | 1.9241 | 245% |  |  | 145 | Industrial Biomethane CHP | 2020 | 0 | 100 | Biomethane |  |  | 922.0995 |  | 18.442 | 50% |  |  | Industrial Biomethane CHP | Biomethane 8 | Biomethane | [44 empty] | Hot water cylinder | 145 | Public | Oil boiler | 0 | 1 | 0
113 | GSHP | 2020 | 500 | 1000 | Electricity |  | 17185.0745 | 550.4364 | 0 | 1.4252 | 245% |  |  | 146 | Industrial Biomethane CHP | 2020 | 100 | 300 | Biomethane |  |  | 922.0995 |  | 18.442 | 50% |  |  | Industrial Biomethane CHP | Biomethane 9 | Biomethane | [44 empty] | Hot water cylinder | 146 | Public | Gas boiler | 0 | 0 | 0
114 | GSHP | 2020 | 1000 | 100000000 | Electricity |  | 17185.0745 | 494.7076 | 0 | 1.4252 | 245% |  |  | 147 | Industrial Biomethane CHP | 2020 | 300 | 1000 | Biomethane |  |  | 922.0995 |  | 18.442 | 50% |  |  | Industrial Biomethane CHP | Biomethane 10 | Biomethane | [44 empty] | Hot water cylinder | 147 | Public | Gas boiler | 0 | 0 | 0
115 | High T ASHP | 2020 | 0 | 3 | Electricity |  | 5527.0784 | 462.7638 | 117.9594 | 0 | 188.7% |  |  | 148 | Industrial Biomethane CHP | 2020 | 1000 | 3000 | Biomethane |  |  | 922.0995 |  | 18.442 | 50% |  |  | Industrial Biomethane CHP | Biomethane 11 | Biomethane | [44 empty] | Hot water cylinder | 148 | Public | Commercial electric heating | 1 | 1 | 1224.963
116 | High T ASHP | 2020 | 3 | 5 | Electricity |  | 5527.0784 | 462.7638 | 117.9594 | 0 | 188.7% |  |  | 149 | Industrial Biomethane CHP | 2020 | 3000 | 10000 | Biomethane |  |  | 569.6738 |  | 11.3935 | 50% |  |  | Industrial Biomethane CHP | Biomethane 12 | Biomethane | [44 empty] | Hot water cylinder | 149 | Public | Commercial electric heating | 1 | 1 | 1224.963
117 | High T ASHP | 2020 | 5 | 10 | Electricity |  | 5527.0784 | 462.7638 | 117.9594 | 0 | 188.7% |  |  | 150 | Industrial Biomethane CHP | 2020 | 10000 | 30000 | Biomethane |  |  | 367.0944 |  | 7.3419 | 50% |  |  | Industrial Biomethane CHP | Biomethane 13 | Biomethane | [44 empty] | Hot water cylinder | 150 | Public | Gas boiler | 0 | 0 | 0
118 | High T ASHP | 2020 | 10 | 15 | Electricity |  | 5527.0784 | 462.7638 | 117.9594 | 0 | 188.7% |  |  | 151 | Industrial Biomethane CHP | 2020 | 30000 | 100000000 | Biomethane |  |  | 226.7912 |  | 4.5358 | 50% |  |  | Industrial Biomethane CHP | Biomethane 14 | Biomethane | [44 empty] | Hot water cylinder | 151 | Public | Gas boiler | 0 | 0 | 0
119 | High T ASHP | 2020 | 15 | 50 | Electricity |  | 0 | 359.1456 | 0 | 10.4837 | 188.7% |  |  | 152 | Industrial Biomethane CHP | 2020 | 100000000 | 1000000000 | Biomethane |  |  | 146.1429 |  | 2.9229 | 50% |  |  | Industrial Biomethane CHP | Biomethane 15 | Biomethane | [44 empty] | Hot water cylinder | 152 | Public | Commercial electric heating | 1 | 1 | 1224.963
120 | High T ASHP | 2020 | 50 | 100 | Electricity |  | 0 | 321.2216 | 0 | 7.0275 | 188.7% |  |  | 153 | Industrial Biomethane Dryer | 2020 | 0 | 100 | Biomethane |  |  | 577.5643 |  | 11.5513 | 92% |  |  | Industrial Biomethane CHP | Biomethane 16 | Biomethane | [44 empty] | Hot water cylinder | 153 | Public | Commercial electric heating | 1 | 1 | 1224.963
121 | High T ASHP | 2020 | 100 | 200 | Electricity |  | 0 | 287.3022 | 0 | 5.2054 | 188.7% |  |  | 154 | Industrial Biomethane Dryer | 2020 | 100 | 300 | Biomethane |  |  | 577.5643 |  | 11.5513 | 92% |  |  | Industrial Biomethane CHP | Biomethane 17 | Biomethane | [44 empty] | Hot water cylinder | 154 | Public | Commercial electric heating | 1 | 1 | 1224.963
122 | High T ASHP | 2020 | 200 | 300 | Electricity |  | 0 | 269.1462 | 0 | 4.3672 | 188.7% |  |  | 155 | Industrial Biomethane Dryer | 2020 | 300 | 1000 | Biomethane |  |  | 577.5643 |  | 11.5513 | 92% |  |  | Industrial Biomethane Dryer | Biomethane 1 | Biomethane | [44 empty] | Hot water cylinder | 155 | Public | Gas boiler | 0 | 0 | 0
123 | High T ASHP | 2020 | 300 | 500 | Electricity |  | 0 | 247.8966 | 0 | 3.5006 | 188.7% |  |  | 156 | Industrial Biomethane Dryer | 2020 | 1000 | 3000 | Biomethane |  |  | 577.5643 |  | 11.5513 | 92% |  |  | Industrial Biomethane Dryer | Biomethane 2 | Biomethane | [44 empty] | Hot water cylinder | 156 | Public | Gas boiler | 0 | 0 | 0
124 | High T ASHP | 2020 | 500 | 1000 | Electricity |  | 0 | 221.7199 | 0 | 2.593 | 188.7% |  |  | 157 | Industrial Biomethane Dryer | 2020 | 3000 | 10000 | Biomethane |  |  | 356.8197 |  | 7.1364 | 92% |  |  | Industrial Biomethane Dryer | Biomethane 3 | Biomethane | [44 empty] | Hot water cylinder | 157 | Public | Electric heating | 0 | 1 | 0
125 | High T ASHP | 2020 | 1000 | 100000000 | Electricity |  | 0 | 198.3074 | 0 | 2.593 | 188.7% |  |  | 158 | Industrial Biomethane Dryer | 2020 | 10000 | 30000 | Biomethane |  |  | 229.9325 |  | 4.5987 | 92% |  |  | Industrial Biomethane Dryer | Biomethane 4 | Biomethane | [44 empty] | Hot water cylinder | 158 | Public | Electric heating | 0 | 1 | 0
126 | High T GSHP | 2020 | 0 | 3 | Electricity |  | 11316.1628 | 662.3874 | 117.9594 | 0 | 219.6% |  |  | 159 | Industrial Biomethane Dryer | 2020 | 30000 | 100000000 | Biomethane |  |  | 142.0525 |  | 2.841 | 92% |  |  | Industrial Biomethane Dryer | Biomethane 5 | Biomethane | [44 empty] | Hot water cylinder | 159 | Public | Gas boiler | 0 | 0 | 0
127 | High T GSHP | 2020 | 3 | 5 | Electricity |  | 11316.1628 | 662.3874 | 117.9594 | 0 | 219.6% |  |  | 160 | Industrial Biomethane Dryer | 2020 | 100000000 | 1000000000 | Biomethane |  |  | 91.5378 |  | 1.8308 | 92% |  |  | Industrial Biomethane Dryer | Biomethane 6 | Biomethane | [44 empty] | Hot water cylinder | 160 | Public | Gas boiler | 0 | 0 | 0
128 | High T GSHP | 2020 | 5 | 10 | Electricity |  | 11316.1628 | 662.3874 | 117.9594 | 0 | 219.6% |  |  | 161 | Industrial Biomethane Dryer + Grid connection | 2020 | 0 | 100 | Biomethane | Electricity |  | 577.5643 |  | 11.5513 | 92% | 3.3 |  | Industrial Biomethane Dryer | Biomethane 7 | Biomethane | [44 empty] | Hot water cylinder | 161 | Public | Oil boiler | 0 | 1 | 0
129 | High T GSHP | 2020 | 10 | 15 | Electricity |  | 11316.1628 | 662.3874 | 117.9594 | 0 | 219.6% |  |  | 162 | Industrial Biomethane Dryer + Grid connection | 2020 | 100 | 300 | Biomethane | Electricity |  | 577.5643 |  | 11.5513 | 92% | 3.3 |  | Industrial Biomethane Dryer | Biomethane 8 | Biomethane | [44 empty] | Hot water cylinder | 162 | Residential | Electric heating | 0.0063125 | 1 | 7.7325
130 | High T GSHP | 2020 | 15 | 50 | Electricity |  | 0 | 960.414 | 0 | 4.9598 | 219.6% |  |  | 163 | Industrial Biomethane Dryer + Grid connection | 2020 | 300 | 1000 | Biomethane | Electricity |  | 577.5643 |  | 11.5513 | 92% | 3.3 |  | Industrial Biomethane Dryer | Biomethane 9 | Biomethane | [44 empty] | Hot water cylinder | 163 | Residential | Electric heating | 0.037791 | 1 | 46.2922
131 | High T GSHP | 2020 | 50 | 100 | Electricity |  | 0 | 863.177 | 0 | 3.8627 | 219.6% |  |  | 164 | Industrial Biomethane Dryer + Grid connection | 2020 | 1000 | 3000 | Biomethane | Electricity |  | 577.5643 |  | 11.5513 | 92% | 3.3 |  | Industrial Biomethane Dryer | Biomethane 10 | Biomethane | [44 empty] | Hot water cylinder | 164 | Residential | Electric heating | 0.052846 | 1 | 64.7338
132 | High T GSHP | 2020 | 100 | 200 | Electricity |  | 0 | 775.7848 | 0 | 2.8612 | 219.6% |  |  | 165 | Industrial Biomethane Dryer + Grid connection | 2020 | 3000 | 10000 | Biomethane | Electricity |  | 356.8197 |  | 7.1364 | 92% | 3.3 |  | Industrial Biomethane Dryer | Biomethane 11 | Biomethane | [44 empty] | Hot water cylinder | 165 | Residential | Electric heating | 0.042888 | 1 | 52.5364
133 | High T GSHP | 2020 | 200 | 300 | Electricity |  | 0 | 728.8249 | 0 | 2.4005 | 219.6% |  |  | 166 | Industrial Biomethane Dryer + Grid connection | 2020 | 10000 | 30000 | Biomethane | Electricity |  | 229.9325 |  | 4.5987 | 92% | 3.3 |  | Industrial Biomethane Dryer | Biomethane 12 | Biomethane | [44 empty] | Hot water cylinder | 166 | Residential | Electric heating | 0.081081 | 1 | 99.3213
134 | High T GSHP | 2020 | 300 | 500 | Electricity |  | 0 | 673.6875 | 0 | 1.9241 | 219.6% |  |  | 167 | Industrial Biomethane Dryer + Grid connection | 2020 | 30000 | 100000000 | Biomethane | Electricity |  | 142.0525 |  | 2.841 | 92% | 3.3 |  | Industrial Biomethane Dryer | Biomethane 13 | Biomethane | [44 empty] | Hot water cylinder | 167 | Residential | Electric heating | 0.15662 | 1 | 191.8514
135 | High T GSHP | 2020 | 500 | 1000 | Electricity |  | 0 | 605.4801 | 0 | 1.4252 | 219.6% |  |  | 168 | Industrial Biomethane Dryer + Grid connection | 2020 | 100000000 | 1000000000 | Biomethane | Electricity |  | 91.5378 |  | 1.8308 | 92% | 3.3 |  | Industrial Biomethane Dryer | Biomethane 14 | Biomethane | [44 empty] | Hot water cylinder | 168 | Residential | Electric heating | 0.22345 | 1 | 273.7173
136 | High T GSHP | 2020 | 1000 | 100000000 | Electricity |  | 0 | 544.1783 | 0 | 1.4252 | 219.6% |  |  | 169 | Industrial Biomethane Furnace | 2020 | 0 | 100 | Biomethane |  |  | 577.5643 |  | 11.5513 | 85% |  |  | Industrial Biomethane Dryer | Biomethane 15 | Biomethane | [44 empty] | Hot water cylinder | 169 | Residential | Gas boiler | 0.073354 | 0 | 89.8555
137 | Hybrid (ASHP + bioliquid boiler) - HW storage | 2020 | 0 | 3 | B100 | Electricity | 7227.2817 | 420.7975 | 252.9322 | 0 | 420% | 425% |  | 170 | Industrial Biomethane Furnace | 2020 | 100 | 300 | Biomethane |  |  | 577.5643 |  | 11.5513 | 85% |  |  | Industrial Biomethane Dryer | Biomethane 16 | Biomethane | [44 empty] | Hot water cylinder | 170 | Residential | Gas boiler | 0.070974 | 0 | 86.9407
138 | Hybrid (ASHP + bioliquid boiler) - HW storage | 2020 | 3 | 5 | B100 | Electricity | 7227.2817 | 420.7975 | 252.9322 | 0 | 420% | 425% |  | 171 | Industrial Biomethane Furnace | 2020 | 300 | 1000 | Biomethane |  |  | 577.5643 |  | 11.5513 | 85% |  |  | Industrial Biomethane Dryer | Biomethane 17 | Biomethane | [44 empty] | Hot water cylinder | 171 | Residential | Gas boiler | 0.056359 | 0 | 69.0373
139 | Hybrid (ASHP + bioliquid boiler) - HW storage | 2020 | 5 | 10 | B100 | Electricity | 7227.2817 | 420.7975 | 252.9322 | 0 | 420% | 425% |  | 172 | Industrial Biomethane Furnace | 2020 | 1000 | 3000 | Biomethane |  |  | 577.5643 |  | 11.5513 | 85% |  |  | Industrial Biomethane Dryer + Grid connection | Biomethane 1 | Biomethane | [44 empty] | Hot water cylinder | 172 | Residential | Gas boiler | 0.076321 | 0 | 93.4909
140 | Hybrid (ASHP + bioliquid boiler) - HW storage | 2020 | 10 | 15 | B100 | Electricity | 7227.2817 | 420.7975 | 252.9322 | 0 | 420% | 425% |  | 173 | Industrial Biomethane Furnace | 2020 | 3000 | 10000 | Biomethane |  |  | 356.8197 |  | 7.1364 | 85% |  |  | Industrial Biomethane Dryer + Grid connection | Biomethane 2 | Biomethane | [44 empty] | Hot water cylinder | 173 | Residential | Gas boiler | 0.079515 | 0 | 97.4033
141 | Hybrid (ASHP + bioliquid boiler) - HW storage | 2020 | 15 | 50 | B100 | Electricity | 0 | 763.032 | 74.1227 | 24.4771 | 420% | 425% |  | 174 | Industrial Biomethane Furnace | 2020 | 10000 | 30000 | Biomethane |  |  | 229.9325 |  | 4.5987 | 85% |  |  | Industrial Biomethane Dryer + Grid connection | Biomethane 3 | Biomethane | [44 empty] | Hot water cylinder | 174 | Residential | Gas boiler | 0.075853 | 0 | 92.9175
142 | Hybrid (ASHP + bioliquid boiler) - HW storage | 2020 | 50 | 100 | B100 | Electricity | 0 | 583.6227 | 74.1227 | 17.3927 | 420% | 425% |  | 175 | Industrial Biomethane Furnace | 2020 | 30000 | 100000000 | Biomethane |  |  | 142.0525 |  | 2.841 | 85% |  |  | Industrial Biomethane Dryer + Grid connection | Biomethane 4 | Biomethane | [44 empty] | Hot water cylinder | 175 | Residential | Gas boiler | 0.070615 | 0 | 86.5008
143 | Hybrid (ASHP + bioliquid boiler) - HW storage | 2020 | 100 | 200 | B100 | Electricity | 0 | 448.7221 | 74.1227 | 10.8353 | 420% | 425% |  | 176 | Industrial Biomethane Furnace | 2020 | 100000000 | 1000000000 | Biomethane |  |  | 91.5378 |  | 1.8308 | 85% |  |  | Industrial Biomethane Dryer + Grid connection | Biomethane 5 | Biomethane | [44 empty] | Hot water cylinder | 176 | Residential | Oil boiler | 0.021739 | 1 | 26.6296
144 | Hybrid (ASHP + bioliquid boiler) - HW storage | 2020 | 200 | 300 | B100 | Electricity | 0 | 385.6189 | 74.1227 | 7.8603 | 420% | 425% |  | 177 | Industrial Biomethane Other Kiln | 2020 | 0 | 100 | Biomethane |  |  | 1102.7409 |  | 22.0548 | 85% |  |  | Industrial Biomethane Dryer + Grid connection | Biomethane 6 | Biomethane | [44 empty] | Hot water cylinder | 177 | Residential | Oil boiler | 0.018355 | 1 | 22.4845
145 | Hybrid (ASHP + bioliquid boiler) - HW storage | 2020 | 300 | 500 | B100 | Electricity | 0 | 319.2708 | 74.1227 | 5.4497 | 420% | 425% |  | 178 | Industrial Biomethane Other Kiln | 2020 | 100 | 300 | Biomethane |  |  | 1102.7409 |  | 22.0548 | 85% |  |  | Industrial Biomethane Dryer + Grid connection | Biomethane 7 | Biomethane | [44 empty] | Hot water cylinder | 178 | Residential | Oil boiler | 0.011848 | 1 | 14.5138
146 | Hybrid (ASHP + bioliquid boiler) - HW storage | 2020 | 500 | 1000 | B100 | Electricity | 0 | 247.9683 | 74.1227 | 4.111 | 420% | 425% |  | 179 | Industrial Biomethane Other Kiln | 2020 | 300 | 1000 | Biomethane |  |  | 1102.7409 |  | 22.0548 | 85% |  |  | Industrial Biomethane Dryer + Grid connection | Biomethane 8 | Biomethane | [44 empty] | Hot water cylinder | 179 | Residential | Oil boiler | 0.011409 | 1 | 13.9761
147 | Hybrid (ASHP + bioliquid boiler) - HW storage | 2020 | 1000 | 100000000 | B100 | Electricity | 0 | 193.2765 | 74.1227 | 3.1194 | 420% | 425% |  | 180 | Industrial Biomethane Other Kiln | 2020 | 1000 | 3000 | Biomethane |  |  | 1102.7409 |  | 22.0548 | 85% |  |  | Industrial Biomethane Dryer + Grid connection | Biomethane 9 | Biomethane | [44 empty] | Hot water cylinder | 180 | Residential | Oil boiler | 0.013622 | 1 | 16.6862
148 | Hybrid (ASHP + gas boiler) - HW storage | 2020 | 0 | 3 | Electricity | Gas | 6619.3371 | 420.7975 | 179.2075 | 0 | 425% | 435% |  | 181 | Industrial Biomethane Other Kiln | 2020 | 3000 | 10000 | Biomethane |  |  | 681.2743 |  | 13.6255 | 85% |  |  | Industrial Biomethane Dryer + Grid connection | Biomethane 10 | Biomethane | [44 empty] | Hot water cylinder | 181 | Residential | Oil boiler | 0.019992 | 1 | 24.4898
149 | Hybrid (ASHP + gas boiler) - HW storage | 2020 | 3 | 5 | Electricity | Gas | 6619.3371 | 420.7975 | 179.2075 | 0 | 425% | 435% |  | 182 | Industrial Biomethane Other Kiln | 2020 | 10000 | 30000 | Biomethane |  |  | 439.0091 |  | 8.7802 | 85% |  |  | Industrial Biomethane Dryer + Grid connection | Biomethane 11 | Biomethane | [44 empty] | Hot water cylinder | 182 | Residential | Oil boiler | 0.030681 | 1 | 37.5828
150 | Hybrid (ASHP + gas boiler) - HW storage | 2020 | 5 | 10 | Electricity | Gas | 6619.3371 | 420.7975 | 179.2075 | 0 | 425% | 435% |  | 183 | Industrial Biomethane Other Kiln | 2020 | 30000 | 100000000 | Biomethane |  |  | 271.2202 |  | 5.4244 | 85% |  |  | Industrial Biomethane Dryer + Grid connection | Biomethane 12 | Biomethane | [44 empty] | Hot water cylinder | 183 | Residential | Solid boiler | 0 | 1 | 0
151 | Hybrid (ASHP + gas boiler) - HW storage | 2020 | 10 | 15 | Electricity | Gas | 6619.3371 | 420.7975 | 179.2075 | 0 | 425% | 435% |  | 184 | Industrial Biomethane Other Kiln | 2020 | 100000000 | 1000000000 | Biomethane |  |  | 174.7727 |  | 3.4955 | 85% |  |  | Industrial Biomethane Dryer + Grid connection | Biomethane 13 | Biomethane | [44 empty] | Hot water cylinder | 184 | Residential | Solid boiler | 0 | 1 | 0
152 | Hybrid (ASHP + gas boiler) - HW storage | 2020 | 15 | 50 | Electricity | Gas | 0 | 709.2613 | 0 | 24.4771 | 425% | 435% |  | 185 | Industrial Biomethane Oven | 2020 | 0 | 100 | Biomethane |  |  | 577.5643 |  | 11.5513 | 92% |  |  | Industrial Biomethane Dryer + Grid connection | Biomethane 14 | Biomethane | [44 empty] | Hot water cylinder | 185 | Residential | Solid boiler | 0.0031949 | 1 | 3.9136
153 | Hybrid (ASHP + gas boiler) - HW storage | 2020 | 50 | 100 | Electricity | Gas | 0 | 561.6241 | 0 | 17.3927 | 425% | 435% |  | 186 | Industrial Biomethane Oven | 2020 | 100 | 300 | Biomethane |  |  | 577.5643 |  | 11.5513 | 92% |  |  | Industrial Biomethane Dryer + Grid connection | Biomethane 15 | Biomethane | [44 empty] | Hot water cylinder | 186 | Residential | Solid boiler | 0.0011876 | 1 | 1.4548
154 | Hybrid (ASHP + gas boiler) - HW storage | 2020 | 100 | 200 | Electricity | Gas | 0 | 444.7872 | 0 | 10.8353 | 425% | 435% |  | 187 | Industrial Biomethane Oven | 2020 | 300 | 1000 | Biomethane |  |  | 577.5643 |  | 11.5513 | 92% |  |  | Industrial Biomethane Dryer + Grid connection | Biomethane 16 | Biomethane | [44 empty] | Hot water cylinder | 187 | Residential | Solid boiler | 0.0038388 | 1 | 4.7024
155 | Hybrid (ASHP + gas boiler) - HW storage | 2020 | 200 | 300 | Electricity | Gas | 0 | 388.0878 | 0 | 7.8603 | 425% | 435% |  | 188 | Industrial Biomethane Oven | 2020 | 1000 | 3000 | Biomethane |  |  | 577.5643 |  | 11.5513 | 92% |  |  | Industrial Biomethane Dryer + Grid connection | Biomethane 17 | Biomethane | [44 empty] | Hot water cylinder | 188 | Residential | Solid boiler | 0.0073925 | 1 | 9.0555
156 | Hybrid (ASHP + gas boiler) - HW storage | 2020 | 300 | 500 | Electricity | Gas | 0 | 326.8514 | 0 | 5.4497 | 425% | 435% |  | 189 | Industrial Biomethane Oven | 2020 | 3000 | 10000 | Biomethane |  |  | 356.8197 |  | 7.1364 | 92% |  |  | Industrial Biomethane Furnace | Biomethane 1 | Biomethane | [44 empty] | Hot water cylinder | 189 | Residential | Solid boiler | 0.13539 | 1 | 165.8493
157 | Hybrid (ASHP + gas boiler) - HW storage | 2020 | 500 | 1000 | Electricity | Gas | 0 | 258.945 | 0 | 4.111 | 425% | 435% |  | 190 | Industrial Biomethane Oven | 2020 | 10000 | 30000 | Biomethane |  |  | 229.9325 |  | 4.5987 | 92% |  |  | Industrial Biomethane Furnace | Biomethane 2 | Biomethane | [44 empty] | Hot water cylinder | 190 | Residential | Electric heating | 0.0061185 | 1 | 7.4949
158 | Hybrid (ASHP + gas boiler) - HW storage | 2020 | 1000 | 100000000 | Electricity | Gas | 0 | 205.1764 | 0 | 3.1194 | 425% | 435% |  | 191 | Industrial Biomethane Oven | 2020 | 30000 | 100000000 | Biomethane |  |  | 142.0525 |  | 2.841 | 92% |  |  | Industrial Biomethane Furnace | Biomethane 3 | Biomethane | [44 empty] | Hot water cylinder | 191 | Residential | Electric heating | 0.036913 | 1 | 45.2168
159 | Hybrid (ASHP + hydrogen boiler) - HW storage | 2020 | 0 | 3 | Electricity | Hydrogen | 6732.7596 | 420.7975 | 179.2075 | 0 | 425% | 400% |  | 192 | Industrial Biomethane Oven | 2020 | 100000000 | 1000000000 | Biomethane |  |  | 91.5378 |  | 1.8308 | 92% |  |  | Industrial Biomethane Furnace | Biomethane 4 | Biomethane | [44 empty] | Hot water cylinder | 192 | Residential | Electric heating | 0.1209 | 1 | 148.1
160 | Hybrid (ASHP + hydrogen boiler) - HW storage | 2020 | 3 | 5 | Electricity | Hydrogen | 6732.7596 | 420.7975 | 179.2075 | 0 | 425% | 400% |  | 193 | Industrial Electric Boiler | 2020 | 0 | 100 | Electricity |  |  | 414.1762 |  | 8.2835 | 99% |  |  | Industrial Biomethane Furnace | Biomethane 5 | Biomethane | [44 empty] | Hot water cylinder | 193 | Residential | Electric heating | 0.11167 | 1 | 136.7922
161 | Hybrid (ASHP + hydrogen boiler) - HW storage | 2020 | 5 | 10 | Electricity | Hydrogen | 6732.7596 | 420.7975 | 179.2075 | 0 | 425% | 400% |  | 194 | Industrial Electric Boiler | 2020 | 100 | 300 | Electricity |  |  | 414.1762 |  | 8.2835 | 99% |  |  | Industrial Biomethane Furnace | Biomethane 6 | Biomethane | [44 empty] | Hot water cylinder | 194 | Residential | Electric heating | 0.06089 | 1 | 74.5879
162 | Hybrid (ASHP + hydrogen boiler) - HW storage | 2020 | 10 | 15 | Electricity | Hydrogen | 6732.7596 | 420.7975 | 179.2075 | 0 | 425% | 400% |  | 195 | Industrial Electric Boiler | 2020 | 300 | 1000 | Electricity |  |  | 414.1762 |  | 8.2835 | 99% |  |  | Industrial Biomethane Furnace | Biomethane 7 | Biomethane | [44 empty] | Hot water cylinder | 195 | Residential | Electric heating | 0.081281 | 1 | 99.566
163 | Hybrid (ASHP + hydrogen boiler) - HW storage | 2020 | 15 | 50 | Electricity | Hydrogen | 114.035 | 709.2613 | 0 | 24.4771 | 425% | 400% |  | 196 | Industrial Electric Boiler | 2020 | 1000 | 3000 | Electricity |  |  | 414.1762 |  | 8.2835 | 99% |  |  | Industrial Biomethane Furnace | Biomethane 8 | Biomethane | [44 empty] | Hot water cylinder | 196 | Residential | Electric heating | 0.16822 | 1 | 206.0685
164 | Hybrid (ASHP + hydrogen boiler) - HW storage | 2020 | 50 | 100 | Electricity | Hydrogen | 114.035 | 561.6241 | 0 | 17.3927 | 425% | 400% |  | 197 | Industrial Electric Boiler | 2020 | 3000 | 10000 | Electricity |  |  | 255.8784 |  | 5.1176 | 99% |  |  | Industrial Biomethane Furnace | Biomethane 9 | Biomethane | [44 empty] | Hot water cylinder | 197 | Residential | Gas boiler | 0.048693 | 0 | 59.6477
165 | Hybrid (ASHP + hydrogen boiler) - HW storage | 2020 | 100 | 200 | Electricity | Hydrogen | 114.035 | 444.7872 | 0 | 10.8353 | 425% | 400% |  | 198 | Industrial Electric Boiler | 2020 | 10000 | 30000 | Electricity |  |  | 164.8865 |  | 3.2977 | 99% |  |  | Industrial Biomethane Furnace | Biomethane 10 | Biomethane | [44 empty] | Hot water cylinder | 198 | Residential | Gas boiler | 0.066513 | 0 | 81.4757
166 | Hybrid (ASHP + hydrogen boiler) - HW storage | 2020 | 200 | 300 | Electricity | Hydrogen | 114.035 | 388.0878 | 0 | 7.8603 | 425% | 400% |  | 199 | Industrial Electric Boiler | 2020 | 30000 | 100000000 | Electricity |  |  | 101.867 |  | 2.0373 | 99% |  |  | Industrial Biomethane Furnace | Biomethane 11 | Biomethane | [44 empty] | Hot water cylinder | 199 | Residential | Gas boiler | 0.038791 | 0 | 47.5173
167 | Hybrid (ASHP + hydrogen boiler) - HW storage | 2020 | 300 | 500 | Electricity | Hydrogen | 114.035 | 326.8514 | 0 | 5.4497 | 425% | 400% |  | 200 | Industrial Electric Boiler | 2020 | 100000000 | 1000000000 | Electricity |  |  | 65.6425 |  | 1.3128 | 99% |  |  | Industrial Biomethane Furnace | Biomethane 12 | Biomethane | [44 empty] | Hot water cylinder | 200 | Residential | Gas boiler | 0.034132 | 0 | 41.8108
168 | Hybrid (ASHP + hydrogen boiler) - HW storage | 2020 | 500 | 1000 | Electricity | Hydrogen | 114.035 | 258.945 | 0 | 4.111 | 425% | 400% |  | 201 | Industrial Electric Boiler + Grid Connection | 2020 | 0 | 100 | Electricity |  |  | 324.7359 |  | 6.4947 | 66.66% |  |  | Industrial Biomethane Furnace | Biomethane 13 | Biomethane | [44 empty] | Hot water cylinder | 201 | Residential | Gas boiler | 0.037623 | 0 | 46.0864
169 | Hybrid (ASHP + hydrogen boiler) - HW storage | 2020 | 1000 | 100000000 | Electricity | Hydrogen | 114.035 | 205.1764 | 0 | 3.1194 | 425% | 400% |  | 202 | Industrial Electric Boiler + Grid Connection | 2020 | 100 | 300 | Electricity |  |  | 324.7359 |  | 6.4947 | 66.66% |  |  | Industrial Biomethane Furnace | Biomethane 14 | Biomethane | [44 empty] | Hot water cylinder | 202 | Residential | Gas boiler | 0.026642 | 0 | 32.6349
170 | Hydrogen boiler | 2020 | 0 | 3 | Hydrogen |  | 2885.4684 | 20.7563 | 117.9594 | 0 | 80% |  |  | 203 | Industrial Electric Boiler + Grid Connection | 2020 | 300 | 1000 | Electricity |  |  | 324.7359 |  | 6.4947 | 66.66% |  |  | Industrial Biomethane Furnace | Biomethane 15 | Biomethane | [44 empty] | Hot water cylinder | 203 | Residential | Gas boiler | 0.035233 | 0 | 43.1593
171 | Hydrogen boiler | 2020 | 3 | 5 | Hydrogen |  | 2885.4684 | 20.7563 | 117.9594 | 0 | 80% |  |  | 204 | Industrial Electric Boiler + Grid Connection | 2020 | 1000 | 3000 | Electricity |  |  | 324.7359 |  | 6.4947 | 66.66% |  |  | Industrial Biomethane Furnace | Biomethane 16 | Biomethane | [44 empty] | Hot water cylinder | 204 | Residential | Oil boiler | 0.0086114 | 1 | 10.5487
172 | Hydrogen boiler | 2020 | 5 | 10 | Hydrogen |  | 2885.4684 | 20.7563 | 117.9594 | 0 | 80% |  |  | 205 | Industrial Electric Boiler + Grid Connection | 2020 | 3000 | 10000 | Electricity |  |  | 200.6221 |  | 4.0124 | 66.66% |  |  | Industrial Biomethane Furnace | Biomethane 17 | Biomethane | [44 empty] | Hot water cylinder | 205 | Residential | Oil boiler | 0.011068 | 1 | 13.5577
173 | Hydrogen boiler | 2020 | 10 | 15 | Hydrogen |  | 2885.4684 | 20.7563 | 117.9594 | 0 | 80% |  |  | 206 | Industrial Electric Boiler + Grid Connection | 2020 | 10000 | 30000 | Electricity |  |  | 129.2797 |  | 2.5856 | 66.66% |  |  | Industrial Biomethane Other Kiln | Biomethane 1 | Biomethane | [44 empty] | Hot water cylinder | 206 | Residential | Oil boiler | 0.0070599 | 1 | 8.6481
174 | Hydrogen boiler | 2020 | 15 | 50 | Hydrogen |  | 114.035 | 136.078 | 0 | 9.3289 | 80% |  |  | 207 | Industrial Electric Boiler + Grid Connection | 2020 | 30000 | 100000000 | Electricity |  |  | 79.8691 |  | 1.5974 | 66.66% |  |  | Industrial Biomethane Other Kiln | Biomethane 2 | Biomethane | [44 empty] | Hot water cylinder | 207 | Residential | Oil boiler | 0.0049104 | 1 | 6.0151
175 | Hydrogen boiler | 2020 | 50 | 100 | Hydrogen |  | 114.035 | 105.0032 | 0 | 6.9101 | 80% |  |  | 208 | Industrial Electric Boiler + Grid Connection | 2020 | 100000000 | 1000000000 | Electricity |  |  | 51.4672 |  | 1.0293 | 66.66% |  |  | Industrial Biomethane Other Kiln | Biomethane 3 | Biomethane | [44 empty] | Hot water cylinder | 208 | Residential | Oil boiler | 0.0073255 | 1 | 8.9735
176 | Hydrogen boiler | 2020 | 100 | 200 | Hydrogen |  | 114.035 | 81.0247 | 0 | 5.1185 | 80% |  |  | 209 | Industrial Electric Dryer | 2020 | 0 | 100 | Electricity |  |  | 150.8069 |  | 3.0161 | 99.5% |  |  | Industrial Biomethane Other Kiln | Biomethane 4 | Biomethane | [44 empty] | Hot water cylinder | 209 | Residential | Oil boiler | 0.008427 | 1 | 10.3227
177 | Hydrogen boiler | 2020 | 200 | 300 | Hydrogen |  | 114.035 | 69.624 | 0 | 4.2943 | 80% |  |  | 210 | Industrial Electric Dryer | 2020 | 100 | 300 | Electricity |  |  | 150.8069 |  | 3.0161 | 99.5% |  |  | Industrial Biomethane Other Kiln | Biomethane 5 | Biomethane | [44 empty] | Hot water cylinder | 210 | Residential | Oil boiler | 0.016949 | 1 | 20.7621
178 | Hydrogen boiler | 2020 | 300 | 500 | Hydrogen |  | 114.035 | 57.5159 | 0 | 3.4422 | 80% |  |  | 211 | Industrial Electric Dryer | 2020 | 300 | 1000 | Electricity |  |  | 150.8069 |  | 3.0161 | 99.5% |  |  | Industrial Biomethane Other Kiln | Biomethane 6 | Biomethane | [44 empty] | Hot water cylinder | 211 | Residential | Solid boiler | 0 | 1 | 0
179 | Hydrogen boiler | 2020 | 500 | 1000 | Hydrogen |  | 114.035 | 44.3816 | 0 | 2.5497 | 80% |  |  | 212 | Industrial Electric Dryer | 2020 | 1000 | 3000 | Electricity |  |  | 150.8069 |  | 3.0161 | 99.5% |  |  | Industrial Biomethane Other Kiln | Biomethane 7 | Biomethane | [44 empty] | Hot water cylinder | 212 | Residential | Solid boiler | 0 | 1 | 0
180 | Hydrogen boiler | 2020 | 1000 | 100000000 | Hydrogen |  | 114.035 | 34.2466 | 0 | 1.8886 | 80% |  |  | 213 | Industrial Electric Dryer | 2020 | 3000 | 10000 | Electricity |  |  | 93.1686 |  | 1.8634 | 99.5% |  |  | Industrial Biomethane Other Kiln | Biomethane 8 | Biomethane | [44 empty] | Hot water cylinder | 213 | Residential | Solid boiler | 0 | 1 | 0
181 | Hydrogen boiler + solar thermal | 2020 | 0 | 3 | Hydrogen |  | 5144.8446 | 68.8475 | 179.2075 | 0 | 89.69% |  |  | 214 | Industrial Electric Dryer | 2020 | 10000 | 30000 | Electricity |  |  | 60.0373 |  | 1.2007 | 99.5% |  |  | Industrial Biomethane Other Kiln | Biomethane 9 | Biomethane | [44 empty] | Hot water cylinder | 214 | Residential | Solid boiler | 0.0017736 | 1 | 2.1726
182 | Hydrogen boiler + solar thermal | 2020 | 3 | 5 | Hydrogen |  | 5144.8446 | 68.8475 | 179.2075 | 0 | 89.69% |  |  | 215 | Industrial Electric Dryer | 2020 | 30000 | 100000000 | Electricity |  |  | 37.0911 |  | 0.74182 | 99.5% |  |  | Industrial Biomethane Other Kiln | Biomethane 10 | Biomethane | [44 empty] | Hot water cylinder | 215 | Residential | Solid boiler | 0.0036329 | 1 | 4.4502
183 | Hydrogen boiler + solar thermal | 2020 | 5 | 10 | Hydrogen |  | 5144.8446 | 68.8475 | 179.2075 | 0 | 89.69% |  |  | 216 | Industrial Electric Dryer | 2020 | 100000000 | 1000000000 | Electricity |  |  | 23.9013 |  | 0.47803 | 99.5% |  |  | Industrial Biomethane Other Kiln | Biomethane 11 | Biomethane | [44 empty] | Hot water cylinder | 216 | Residential | Solid boiler | 0.003712 | 1 | 4.547
184 | Hydrogen boiler + solar thermal | 2020 | 10 | 15 | Hydrogen |  | 5144.8446 | 68.8475 | 179.2075 | 0 | 89.69% |  |  | 217 | Industrial Electric Furnace | 2020 | 0 | 100 | Electricity |  |  | 577.5643 |  | 11.5513 | 95% |  |  | Industrial Biomethane Other Kiln | Biomethane 12 | Biomethane | [44 empty] | Hot water cylinder | 217 | Residential | Solid boiler | 0.079748 | 1 | 97.6885
185 | Hydrogen boiler + solar thermal | 2020 | 15 | 50 | Hydrogen |  | 2385.6122 | 202.0812 | 0 | 9.3289 | 89.69% |  |  | 218 | Industrial Electric Furnace | 2020 | 100 | 300 | Electricity |  |  | 577.5643 |  | 11.5513 | 95% |  |  | Industrial Biomethane Other Kiln | Biomethane 13 | Biomethane | [44 empty] | Hot water cylinder | 218 | Residential | Electric heating | 0.0050977 | 1 | 6.2445
186 | Hydrogen boiler + solar thermal | 2020 | 50 | 100 | Hydrogen |  | 2385.6122 | 164.0368 | 0 | 6.9101 | 89.69% |  |  | 219 | Industrial Electric Furnace | 2020 | 300 | 1000 | Electricity |  |  | 577.5643 |  | 11.5513 | 95% |  |  | Industrial Biomethane Other Kiln | Biomethane 14 | Biomethane | [44 empty] | Hot water cylinder | 219 | Residential | Electric heating | 0.032704 | 1 | 40.0617
187 | Hydrogen boiler + solar thermal | 2020 | 100 | 200 | Hydrogen |  | 2385.6122 | 133.8246 | 0 | 5.1185 | 89.69% |  |  | 220 | Industrial Electric Furnace | 2020 | 1000 | 3000 | Electricity |  |  | 577.5643 |  | 11.5513 | 95% |  |  | Industrial Biomethane Other Kiln | Biomethane 15 | Biomethane | [44 empty] | Hot water cylinder | 220 | Residential | Electric heating | 0.28306 | 1 | 346.7354
188 | Hydrogen boiler + solar thermal | 2020 | 200 | 300 | Hydrogen |  | 2385.6122 | 119.0873 | 0 | 4.2943 | 89.69% |  |  | 221 | Industrial Electric Furnace | 2020 | 3000 | 10000 | Electricity |  |  | 356.8197 |  | 7.1364 | 95% |  |  | Industrial Biomethane Other Kiln | Biomethane 16 | Biomethane | [44 empty] | Hot water cylinder | 221 | Residential | Electric heating | 0.22301 | 1 | 273.1762
189 | Hydrogen boiler + solar thermal | 2020 | 300 | 500 | Hydrogen |  | 2385.6122 | 103.0739 | 0 | 3.4422 | 89.69% |  |  | 222 | Industrial Electric Furnace | 2020 | 10000 | 30000 | Electricity |  |  | 229.9325 |  | 4.5987 | 95% |  |  | Industrial Biomethane Other Kiln | Biomethane 17 | Biomethane | [44 empty] | Hot water cylinder | 222 | Residential | Electric heating | 0.13905 | 1 | 170.3282
190 | Hydrogen boiler + solar thermal | 2020 | 500 | 1000 | Hydrogen |  | 2385.6122 | 85.1289 | 0 | 2.5497 | 89.69% |  |  | 223 | Industrial Electric Furnace | 2020 | 30000 | 100000000 | Electricity |  |  | 142.0525 |  | 2.841 | 95% |  |  | Industrial Biomethane Oven | Biomethane 1 | Biomethane | [44 empty] | Hot water cylinder | 223 | Residential | Electric heating | 0.17371 | 1 | 212.7936
191 | Hydrogen boiler + solar thermal | 2020 | 1000 | 100000000 | Hydrogen |  | 2385.6122 | 70.6912 | 0 | 1.8886 | 89.69% |  |  | 224 | Industrial Electric Furnace | 2020 | 100000000 | 1000000000 | Electricity |  |  | 91.5378 |  | 1.8308 | 95% |  |  | Industrial Biomethane Oven | Biomethane 2 | Biomethane | [44 empty] | Hot water cylinder | 224 | Residential | Electric heating | 0.29616 | 1 | 362.7866
214 | Oil boiler | 2020 | 0 | 3 | Fuel oil |  | 2986.4144 | 23.4785 | 191.684 | 0 | 84% |  |  | 225 | Industrial Electric Kiln | 2020 | 0 | 100 | Electricity |  |  | 2392.3672 |  | 47.8473 | 95% |  |  | Industrial Biomethane Oven | Biomethane 3 | Biomethane | [44 empty] | Hot water cylinder | 225 | Residential | Gas boiler | 0.051159 | 0 | 62.6682
215 | Oil boiler | 2020 | 3 | 5 | Fuel oil |  | 2986.4144 | 23.4785 | 191.684 | 0 | 84% |  |  | 226 | Industrial Electric Kiln | 2020 | 100 | 300 | Electricity |  |  | 2392.3672 |  | 47.8473 | 95% |  |  | Industrial Biomethane Oven | Biomethane 4 | Biomethane | [44 empty] | Hot water cylinder | 226 | Residential | Gas boiler | 0.052632 | 0 | 64.4717
216 | Oil boiler | 2020 | 5 | 10 | Fuel oil |  | 2986.4144 | 23.4785 | 191.684 | 0 | 84% |  |  | 227 | Industrial Electric Kiln | 2020 | 300 | 1000 | Electricity |  |  | 2392.3672 |  | 47.8473 | 95% |  |  | Industrial Biomethane Oven | Biomethane 5 | Biomethane | [44 empty] | Hot water cylinder | 227 | Residential | Gas boiler | 0.038992 | 0 | 47.7634
217 | Oil boiler | 2020 | 10 | 15 | Fuel oil |  | 2986.4144 | 23.4785 | 191.684 | 0 | 84% |  |  | 228 | Industrial Electric Kiln | 2020 | 1000 | 3000 | Electricity |  |  | 2392.3672 |  | 47.8473 | 95% |  |  | Industrial Biomethane Oven | Biomethane 6 | Biomethane | [44 empty] | Hot water cylinder | 228 | Residential | Gas boiler | 0.032833 | 0 | 40.2189
218 | Oil boiler | 2020 | 15 | 50 | Fuel oil |  | 0 | 189.8486 | 0 | 9.3289 | 84% |  |  | 229 | Industrial Electric Kiln | 2020 | 3000 | 10000 | Electricity |  |  | 1478.0065 |  | 29.5601 | 95% |  |  | Industrial Biomethane Oven | Biomethane 7 | Biomethane | [44 empty] | Hot water cylinder | 229 | Residential | Gas boiler | 0.042149 | 0 | 51.6307
219 | Oil boiler | 2020 | 50 | 100 | Fuel oil |  | 0 | 127.0019 | 0 | 6.9101 | 84% |  |  | 230 | Industrial Electric Kiln | 2020 | 10000 | 30000 | Electricity |  |  | 952.4185 |  | 19.0484 | 95% |  |  | Industrial Biomethane Oven | Biomethane 8 | Biomethane | [44 empty] | Hot water cylinder | 230 | Residential | Gas boiler | 0.04326 | 0 | 52.9914
220 | Oil boiler | 2020 | 100 | 200 | Fuel oil |  | 0 | 84.9596 | 0 | 5.1185 | 84% |  |  | 231 | Industrial Electric Kiln | 2020 | 30000 | 100000000 | Electricity |  |  | 588.405 |  | 11.7681 | 95% |  |  | Industrial Biomethane Oven | Biomethane 9 | Biomethane | [44 empty] | Hot water cylinder | 231 | Residential | Gas boiler | 0.04375 | 0 | 53.5921
221 | Oil boiler | 2020 | 200 | 300 | Fuel oil |  | 0 | 67.1552 | 0 | 4.2943 | 84% |  |  | 232 | Industrial Electric Kiln | 2020 | 100000000 | 1000000000 | Electricity |  |  | 379.1646 |  | 7.5833 | 95% |  |  | Industrial Biomethane Oven | Biomethane 10 | Biomethane | [44 empty] | Hot water cylinder | 232 | Residential | Oil boiler | 0.006672 | 1 | 8.1729
222 | Oil boiler | 2020 | 300 | 500 | Fuel oil |  | 0 | 49.9353 | 0 | 3.4422 | 84% |  |  | 233 | Industrial Electric Oven | 2020 | 0 | 100 | Electricity |  |  | 319.282 |  | 6.3856 | 95% |  |  | Industrial Biomethane Oven | Biomethane 11 | Biomethane | [44 empty] | Hot water cylinder | 233 | Residential | Oil boiler | 0.013035 | 1 | 15.9668
223 | Oil boiler | 2020 | 500 | 1000 | Fuel oil |  | 0 | 33.4049 | 0 | 2.5497 | 84% |  |  | 234 | Industrial Electric Oven | 2020 | 100 | 300 | Electricity |  |  | 319.282 |  | 6.3856 | 95% |  |  | Industrial Biomethane Oven | Biomethane 12 | Biomethane | [44 empty] | Hot water cylinder | 234 | Residential | Oil boiler | 0.012849 | 1 | 15.7396
224 | Oil boiler | 2020 | 1000 | 100000000 | Fuel oil |  | 0 | 22.3467 | 0 | 1.8886 | 84% |  |  | 235 | Industrial Electric Oven | 2020 | 300 | 1000 | Electricity |  |  | 319.282 |  | 6.3856 | 95% |  |  | Industrial Biomethane Oven | Biomethane 13 | Biomethane | [44 empty] | Hot water cylinder | 235 | Residential | Oil boiler | 0.0089123 | 1 | 10.9172
192 | Solid biomass boiler | 2020 | 0 | 3 | Biomass |  | 2315 | 1187.7082 | 0 | 11.6755 | 84% |  |  | 236 | Industrial Electric Oven | 2020 | 1000 | 3000 | Electricity |  |  | 319.282 |  | 6.3856 | 95% |  |  | Industrial Biomethane Oven | Biomethane 14 | Biomethane | [44 empty] | Hot water cylinder | 236 | Residential | Oil boiler | 0.011654 | 1 | 14.2758
193 | Solid biomass boiler | 2020 | 3 | 5 | Biomass |  | 2315 | 1056.3752 | 0 | 11.6755 | 84% |  |  | 237 | Industrial Electric Oven | 2020 | 3000 | 10000 | Electricity |  |  | 197.2527 |  | 3.9451 | 95% |  |  | Industrial Biomethane Oven | Biomethane 15 | Biomethane | [44 empty] | Hot water cylinder | 237 | Residential | Oil boiler | 0.013292 | 1 | 16.2819
194 | Solid biomass boiler | 2020 | 5 | 10 | Biomass |  | 2315 | 972.2045 | 0 | 11.6755 | 84% |  |  | 238 | Industrial Electric Oven | 2020 | 10000 | 30000 | Electricity |  |  | 127.1084 |  | 2.5422 | 95% |  |  | Industrial Biomethane Oven | Biomethane 16 | Biomethane | [44 empty] | Hot water cylinder | 238 | Residential | Oil boiler | 0.028085 | 1 | 34.4026
195 | Solid biomass boiler | 2020 | 10 | 15 | Biomass |  | 2315 | 903.8049 | 0 | 11.6755 | 84% |  |  | 239 | Industrial Electric Oven | 2020 | 30000 | 100000000 | Electricity |  |  | 78.5277 |  | 1.5706 | 95% |  |  | Industrial Biomethane Oven | Biomethane 17 | Biomethane | [44 empty] | Hot water cylinder | 239 | Residential | Solid boiler | 0.0074074 | 1 | 9.0738
196 | Solid biomass boiler | 2020 | 15 | 50 | Biomass |  | 2315 | 775.862 | 0 | 10.6042 | 84% |  |  | 240 | Industrial Electric Oven | 2020 | 100000000 | 1000000000 | Electricity |  |  | 50.6028 |  | 1.0121 | 95% |  |  | Industrial Electric Boiler | Electricity | Electricity | [44 empty] | Hot water cylinder | 240 | Residential | Solid boiler | 0 | 1 | 0
197 | Solid biomass boiler | 2020 | 50 | 100 | Biomass |  | 2315 | 623.6774 | 0 | 10.1736 | 84% |  |  | 241 | Industrial Gas Boiler | 2020 | 0 | 100 | Gas |  |  | 572.9437 |  | 11.4589 | 92% |  |  | Industrial Electric Boiler + Grid Connection | Electricity | Electricity | [44 empty] | Hot water cylinder | 241 | Residential | Solid boiler | 0.0079681 | 1 | 9.7607
198 | Solid biomass boiler | 2020 | 100 | 200 | Biomass |  | 2315 | 501.3437 | 0 | 9.7606 | 84% |  |  | 242 | Industrial Gas Boiler | 2020 | 100 | 300 | Gas |  |  | 572.9437 |  | 11.4589 | 92% |  |  | Industrial Electric Dryer | Electricity | Electricity | [44 empty] | Hot water cylinder | 242 | Residential | Solid boiler | 0.006263 | 1 | 7.672
199 | Solid biomass boiler | 2020 | 200 | 300 | Biomass |  | 2315 | 441.2318 | 0 | 9.5267 | 84% |  |  | 243 | Industrial Gas Boiler | 2020 | 300 | 1000 | Gas |  |  | 572.9437 |  | 11.4589 | 92% |  |  | Industrial Electric Furnace | Electricity | Electricity | [44 empty] | Hot water cylinder | 243 | Residential | Solid boiler | 0.009961 | 1 | 12.2019
200 | Solid biomass boiler | 2020 | 300 | 500 | Biomass |  | 2315 | 375.6509 | 0 | 9.2401 | 84% |  |  | 244 | Industrial Gas Boiler | 2020 | 1000 | 3000 | Gas |  |  | 572.9437 |  | 11.4589 | 92% |  |  | Industrial Electric Kiln | Electricity | Electricity | [44 empty] | Hot water cylinder | 244 | Residential | Solid boiler | 0.01037 | 1 | 12.7033
201 | Solid biomass boiler | 2020 | 500 | 1000 | Biomass |  | 2315 | 301.9674 | 0 | 8.8649 | 84% |  |  | 245 | Industrial Gas Boiler | 2020 | 3000 | 10000 | Gas |  |  | 353.9651 |  | 7.0793 | 92% |  |  | Industrial Electric Oven | Electricity | Electricity | [44 empty] | Hot water cylinder | 245 | Residential | Solid boiler | 0.15409 | 1 | 188.7527
202 | Solid biomass boiler | 2020 | 1000 | 100000000 | Biomass |  | 2315 | 242.7368 | 0 | 8.505 | 84% |  |  | 246 | Industrial Gas Boiler | 2020 | 10000 | 30000 | Gas |  |  | 228.093 |  | 4.5619 | 92% |  |  | Industrial Gas Boiler | Gas | Gas | [44 empty] | Hot water cylinder | 246 | Residential | Electric heating | 0.0051167 | 1 | 6.2678
225 | Solid boiler | 2020 | 0 | 3 | Coal |  | 2300 | 0 | 117.9594 | 0 | 75% |  |  | 247 | Industrial Gas Boiler | 2020 | 30000 | 100000000 | Gas |  |  | 140.916 |  | 2.8183 | 92% |  |  | Industrial Gas Cement/Lime Kiln | Gas | Gas | [44 empty] | Hot water cylinder | 247 | Residential | Electric heating | 0.014508 | 1 | 17.7715
226 | Solid boiler | 2020 | 3 | 5 | Coal |  | 2300 | 0 | 117.9594 | 0 | 75% |  |  | 248 | Industrial Gas Boiler | 2020 | 100000000 | 1000000000 | Gas |  |  | 90.8055 |  | 1.8161 | 92% |  |  | Industrial Gas CHP | Gas | Gas | [44 empty] | Hot water cylinder | 248 | Residential | Electric heating | 0.019162 | 1 | 23.4733
227 | Solid boiler | 2020 | 5 | 10 | Coal |  | 2300 | 0 | 117.9594 | 0 | 75% |  |  | 249 | Industrial Gas Cement/Lime Kiln | 2020 | 0 | 100 | Gas |  |  | 612.3481 |  | 12.247 | 90% |  |  | Industrial Gas Dryer | Gas | Gas | [44 empty] | Hot water cylinder | 249 | Residential | Electric heating | 0.026376 | 1 | 32.3102
228 | Solid boiler | 2020 | 10 | 15 | Coal |  | 2300 | 0 | 117.9594 | 0 | 75% |  |  | 250 | Industrial Gas Cement/Lime Kiln | 2020 | 100 | 300 | Gas |  |  | 612.3481 |  | 12.247 | 90% |  |  | Industrial Gas Furnace | Gas | Gas | [44 empty] | Hot water cylinder | 250 | Residential | Electric heating | 0.04816 | 1 | 58.9941
229 | Solid boiler | 2020 | 15 | 50 | Coal |  | 2300 | 0 | 117.9594 | 0 | 75% |  |  | 251 | Industrial Gas Cement/Lime Kiln | 2020 | 300 | 1000 | Gas |  |  | 612.3481 |  | 12.247 | 90% |  |  | Industrial Gas Other Kiln | Gas | Gas | [44 empty] | Hot water cylinder | 251 | Residential | Electric heating | 0.084785 | 1 | 103.8587
230 | Solid boiler | 2020 | 50 | 100 | Coal |  | 2300 | 0 | 117.9594 | 0 | 75% |  |  | 252 | Industrial Gas Cement/Lime Kiln | 2020 | 1000 | 3000 | Gas |  |  | 612.3481 |  | 12.247 | 90% |  |  | Industrial Gas Oven | Gas | Gas | [44 empty] | Hot water cylinder | 252 | Residential | Electric heating | 0.13932 | 1 | 170.6618
231 | Solid boiler | 2020 | 100 | 200 | Coal |  | 2300 | 0 | 117.9594 | 0 | 75% |  |  | 253 | Industrial Gas Cement/Lime Kiln | 2020 | 3000 | 10000 | Gas |  |  | 378.3092 |  | 7.5662 | 90% |  |  | Industrial Heat Pump - High Temperature (Steam) | Electricity | Electricity | [44 empty] | Hot water cylinder | 253 | Residential | Gas boiler | 0.36597 | 0 | 448.3057
232 | Solid boiler | 2020 | 200 | 300 | Coal |  | 2300 | 0 | 117.9594 | 0 | 75% |  |  | 254 | Industrial Gas Cement/Lime Kiln | 2020 | 10000 | 30000 | Gas |  |  | 243.7802 |  | 4.8756 | 90% |  |  | Industrial Heat Pump - Medium Temperature (Hot Water) | Electricity | Electricity | [44 empty] | Hot water cylinder | 254 | Residential | Gas boiler | 0.18542 | 0 | 227.1318
233 | Solid boiler | 2020 | 300 | 500 | Coal |  | 2300 | 0 | 117.9594 | 0 | 75% |  |  | 255 | Industrial Gas Cement/Lime Kiln | 2020 | 30000 | 100000000 | Gas |  |  | 150.6076 |  | 3.0122 | 90% |  |  | Industrial Hydrogen Boiler | Hydrogen | Hydrogen | [44 empty] | Hot water cylinder | 255 | Residential | Gas boiler | 0.1422 | 0 | 174.1912
234 | Solid boiler | 2020 | 500 | 1000 | Coal |  | 2300 | 0 | 117.9594 | 0 | 75% |  |  | 256 | Industrial Gas Cement/Lime Kiln | 2020 | 100000000 | 1000000000 | Gas |  |  | 97.0506 |  | 1.941 | 90% |  |  | Industrial Hydrogen CHP | Hydrogen | Hydrogen | [44 empty] | Hot water cylinder | 256 | Residential | Gas boiler | 0.14076 | 0 | 172.4299
235 | Solid boiler | 2020 | 1000 | 100000000 | Coal |  | 2300 | 0 | 117.9594 | 0 | 75% |  |  | 257 | Industrial Gas CHP | 2020 | 0 | 100 | Gas |  |  | 922.0995 |  | 18.442 | 50% |  |  | Industrial Hydrogen Dryer | Hydrogen | Hydrogen | [44 empty] | Hot water cylinder | 257 | Residential | Gas boiler | 0.15263 | 0 | 186.968
[14 empty] | 258 | Industrial Gas CHP | 2020 | 100 | 300 | Gas |  |  | 922.0995 |  | 18.442 | 50% |  |  | Industrial Hydrogen Furnace | Hydrogen | Hydrogen | [44 empty] | Hot water cylinder | 258 | Residential | Gas boiler | 0.16435 | 0 | 201.328
[14 empty] | 259 | Industrial Gas CHP | 2020 | 300 | 1000 | Gas |  |  | 922.0995 |  | 18.442 | 50% |  |  | Industrial Hydrogen Kiln | Hydrogen | Hydrogen | [44 empty] | Hot water cylinder | 259 | Residential | Gas boiler | 0.12167 | 0 | 149.0395
[14 empty] | 260 | Industrial Gas CHP | 2020 | 1000 | 3000 | Gas |  |  | 922.0995 |  | 18.442 | 50% |  |  | Industrial Hydrogen Kiln (Lime only) | Hydrogen | Hydrogen | [44 empty] | Hot water cylinder | 260 | Residential | Oil boiler | 0.45423 | 1 | 556.4093
[14 empty] | 261 | Industrial Gas CHP | 2020 | 3000 | 10000 | Gas |  |  | 569.6738 |  | 11.3935 | 50% |  |  | Industrial Hydrogen Oven | Hydrogen | Hydrogen | [44 empty] | Hot water cylinder | 261 | Residential | Oil boiler | 0.25452 | 1 | 311.7778
[14 empty] | 262 | Industrial Gas CHP | 2020 | 10000 | 30000 | Gas |  |  | 367.0944 |  | 7.3419 | 50% |  |  | Industrial Mixed Fuel Kiln + Calciner (high % biomass and waste fuel) | Mixed Fuel | Mixed Fuel | [44 empty] | Hot water cylinder | 262 | Residential | Oil boiler | 0.19383 | 1 | 237.4285
[14 empty] | 263 | Industrial Gas CHP | 2020 | 30000 | 100000000 | Gas |  |  | 226.7912 |  | 4.5358 | 50% |  |  | Industrial Non-bio waste Boiler | Non-bio waste | Non-bio waste | [44 empty] | Hot water cylinder | 263 | Residential | Oil boiler | 0.1274 | 1 | 156.0569
[14 empty] | 264 | Industrial Gas CHP | 2020 | 100000000 | 1000000000 | Gas |  |  | 146.1429 |  | 2.9229 | 50% |  |  | Industrial Non-bio waste Cement/Lime Kiln | Non-bio waste | Non-bio waste | [44 empty] | Hot water cylinder | 264 | Residential | Oil boiler | 0.10256 | 1 | 125.6372
[14 empty] | 265 | Industrial Gas Dryer | 2020 | 0 | 100 | Gas |  |  | 577.5643 |  | 11.5513 | 92% |  |  | Industrial Non-bio waste CHP | Non-bio waste | Non-bio waste | [44 empty] | Hot water cylinder | 265 | Residential | Oil boiler | 0.074844 | 1 | 91.6812
[14 empty] | 266 | Industrial Gas Dryer | 2020 | 100 | 300 | Gas |  |  | 577.5643 |  | 11.5513 | 92% |  |  | Industrial Non-bio waste Dryer | Non-bio waste | Non-bio waste | [44 empty] | Hot water cylinder | 266 | Residential | Oil boiler | 0.068245 | 1 | 83.5978
[14 empty] | 267 | Industrial Gas Dryer | 2020 | 300 | 1000 | Gas |  |  | 577.5643 |  | 11.5513 | 92% |  |  | Industrial Non-bio waste Furnace | Non-bio waste | Non-bio waste | [44 empty] | Hot water cylinder | 267 | Residential | Solid boiler | 0 | 1 | 0
[14 empty] | 268 | Industrial Gas Dryer | 2020 | 1000 | 3000 | Gas |  |  | 577.5643 |  | 11.5513 | 92% |  |  | Industrial Non-bio waste Other Kiln | Non-bio waste | Non-bio waste | [44 empty] | Hot water cylinder | 268 | Residential | Solid boiler | 0 | 1 | 0
[14 empty] | 269 | Industrial Gas Dryer | 2020 | 3000 | 10000 | Gas |  |  | 356.8197 |  | 7.1364 | 92% |  |  | Industrial Non-bio waste Oven | Non-bio waste | Non-bio waste | [44 empty] | Hot water cylinder | 269 | Residential | Solid boiler | 0.068966 | 1 | 84.4802
[14 empty] | 270 | Industrial Gas Dryer | 2020 | 10000 | 30000 | Gas |  |  | 229.9325 |  | 4.5987 | 92% |  |  | Industrial Oil Boiler | Oil | Oil | [44 empty] | Hot water cylinder | 270 | Residential | Solid boiler | 0.013333 | 1 | 16.3328
[14 empty] | 271 | Industrial Gas Dryer | 2020 | 30000 | 100000000 | Gas |  |  | 142.0525 |  | 2.841 | 92% |  |  | Industrial Oil Cement/Lime Kiln | Oil | Oil | [44 empty] | Hot water cylinder | 271 | Residential | Solid boiler | 0.0087464 | 1 | 10.714
[14 empty] | 272 | Industrial Gas Dryer | 2020 | 100000000 | 1000000000 | Gas |  |  | 91.5378 |  | 1.8308 | 92% |  |  | Industrial Oil CHP | Oil | Oil | [44 empty] | Hot water cylinder | 272 | Residential | Solid boiler | 0.021583 | 1 | 26.4381
[14 empty] | 273 | Industrial Gas Furnace | 2020 | 0 | 100 | Gas |  |  | 577.5643 |  | 11.5513 | 85% |  |  | Industrial Oil Dryer | Oil | Oil | [44 empty] | Hot water cylinder | 273 | Residential | Solid boiler | 0.14348 | 1 | 175.7556
[14 empty] | 274 | Industrial Gas Furnace | 2020 | 100 | 300 | Gas |  |  | 577.5643 |  | 11.5513 | 85% |  |  | Industrial Oil Furnace | Oil | Oil | [44 empty] | Hot water cylinder | 274 | Agriculture | Electric heating | 0 | 1 | 0
[14 empty] | 275 | Industrial Gas Furnace | 2020 | 300 | 1000 | Gas |  |  | 577.5643 |  | 11.5513 | 85% |  |  | Industrial Oil Other Kiln | Oil | Oil | [44 empty] | Hot water cylinder | 275 | Agriculture | Electric heating | 0 | 1 | 0
[14 empty] | 276 | Industrial Gas Furnace | 2020 | 1000 | 3000 | Gas |  |  | 577.5643 |  | 11.5513 | 85% |  |  | Industrial Oil Oven | Oil | Oil | [44 empty] | Hot water cylinder | 276 | Agriculture | Electric heating | 0 | 1 | 0
[14 empty] | 277 | Industrial Gas Furnace | 2020 | 3000 | 10000 | Gas |  |  | 356.8197 |  | 7.1364 | 85% |  |  | Industrial Solid Fuels Boiler | Solid Fuels | Solid Fuels | [44 empty] | Hot water cylinder | 277 | Agriculture | Electric heating | 0 | 1 | 0
[14 empty] | 278 | Industrial Gas Furnace | 2020 | 10000 | 30000 | Gas |  |  | 229.9325 |  | 4.5987 | 85% |  |  | Industrial Solid Fuels Boiler | Coal | Coal | [44 empty] | Hot water cylinder | 278 | Agriculture | Oil boiler | 0 | 1 | 0
[14 empty] | 279 | Industrial Gas Furnace | 2020 | 30000 | 100000000 | Gas |  |  | 142.0525 |  | 2.841 | 85% |  |  | Industrial Solid Fuels Cement/Lime Kiln | Solid Fuels | Solid Fuels | [44 empty] | Hot water cylinder | 279 | Agriculture | Oil boiler | 0 | 1 | 0
[14 empty] | 280 | Industrial Gas Furnace | 2020 | 100000000 | 1000000000 | Gas |  |  | 91.5378 |  | 1.8308 | 85% |  |  | Industrial Solid Fuels Cement/Lime Kiln | Coal | Coal | [44 empty] | Hot water cylinder | 280 | Agriculture | Oil boiler | 0 | 1 | 0
[14 empty] | 281 | Industrial Gas Other Kiln | 2020 | 0 | 100 | Gas |  |  | 1102.7409 |  | 22.0548 | 85% |  |  | Industrial Solid Fuels CHP | Solid Fuels | Solid Fuels | [44 empty] | Hot water cylinder | 281 | Agriculture | Oil boiler | 0 | 1 | 0
[14 empty] | 282 | Industrial Gas Other Kiln | 2020 | 100 | 300 | Gas |  |  | 1102.7409 |  | 22.0548 | 85% |  |  | Industrial Solid Fuels CHP | Coal | Coal | [44 empty] | Hot water cylinder | 282 | Agriculture | Oil boiler | 0 | 1 | 0
[14 empty] | 283 | Industrial Gas Other Kiln | 2020 | 300 | 1000 | Gas |  |  | 1102.7409 |  | 22.0548 | 85% |  |  | Industrial Solid Fuels Dryer | Solid Fuels | Solid Fuels | [44 empty] | Hot water cylinder | 283 | Agriculture | Oil boiler | 0 | 1 | 0
[14 empty] | 284 | Industrial Gas Other Kiln | 2020 | 1000 | 3000 | Gas |  |  | 1102.7409 |  | 22.0548 | 85% |  |  | Industrial Solid Fuels Dryer | Coal | Coal | [44 empty] | Hot water cylinder | 284 | Agriculture | Oil boiler | 0 | 1 | 0
[14 empty] | 285 | Industrial Gas Other Kiln | 2020 | 3000 | 10000 | Gas |  |  | 681.2743 |  | 13.6255 | 85% |  |  | Industrial Solid Fuels Furnace | Solid Fuels | Solid Fuels | [44 empty] | Hot water cylinder | 285 | Industry | Boiler | 0 | 0 | 0
[14 empty] | 286 | Industrial Gas Other Kiln | 2020 | 10000 | 30000 | Gas |  |  | 439.0091 |  | 8.7802 | 85% |  |  | Industrial Solid Fuels Furnace | Coal | Coal | [44 empty] | Hot water cylinder | 286 | Industry | CHP | 0 | 0 | 0
[14 empty] | 287 | Industrial Gas Other Kiln | 2020 | 30000 | 100000000 | Gas |  |  | 271.2202 |  | 5.4244 | 85% |  |  | Industrial Solid Fuels Other Kiln | Solid Fuels | Solid Fuels | [44 empty] | Hot water cylinder | 287 | Industry | Furnace | 0 | 0 | 0
[14 empty] | 288 | Industrial Gas Other Kiln | 2020 | 100000000 | 1000000000 | Gas |  |  | 174.7727 |  | 3.4955 | 85% |  |  | Industrial Solid Fuels Other Kiln | Coal | Coal | [44 empty] | Hot water cylinder | 288 | Industry | Cement/Lime Kiln | 0 | 0 | 0
[14 empty] | 289 | Industrial Gas Oven | 2020 | 0 | 100 | Gas |  |  | 577.5643 |  | 11.5513 | 92% |  |  | Industrial Solid Fuels Oven | Solid Fuels | Solid Fuels | [44 empty] | Hot water cylinder | 289 | Industry | Furnace | 0 | 0 | 0
[14 empty] | 290 | Industrial Gas Oven | 2020 | 100 | 300 | Gas |  |  | 577.5643 |  | 11.5513 | 92% |  |  | Industrial Solid Fuels Oven | Coal | Coal | [44 empty] | Hot water cylinder | 290 | Industry | Dryer | 0 | 0 | 0
[14 empty] | 291 | Industrial Gas Oven | 2020 | 300 | 1000 | Gas |  |  | 577.5643 |  | 11.5513 | 92% | [49 empty] | Hot water cylinder | 291 | Industry | Boiler | 0 | 0 | 0
[14 empty] | 292 | Industrial Gas Oven | 2020 | 1000 | 3000 | Gas |  |  | 577.5643 |  | 11.5513 | 92% | [49 empty] | Hot water cylinder | 292 | Industry | CHP | 0 | 0 | 0
[14 empty] | 293 | Industrial Gas Oven | 2020 | 3000 | 10000 | Gas |  |  | 356.8197 |  | 7.1364 | 92% | [49 empty] | Hot water cylinder | 293 | Industry | Furnace | 0 | 0 | 0
[14 empty] | 294 | Industrial Gas Oven | 2020 | 10000 | 30000 | Gas |  |  | 229.9325 |  | 4.5987 | 92% | [49 empty] | Hot water cylinder | 294 | Industry | Boiler | 0 | 0 | 0
[14 empty] | 295 | Industrial Gas Oven | 2020 | 30000 | 100000000 | Gas |  |  | 142.0525 |  | 2.841 | 92% | [49 empty] | Hot water cylinder | 295 | Industry | Dryer | 0 | 0 | 0
[14 empty] | 296 | Industrial Gas Oven | 2020 | 100000000 | 1000000000 | Gas |  |  | 91.5378 |  | 1.8308 | 92% | [49 empty] | Hot water cylinder | 296 | Industry | Other Kiln | 0 | 0 | 0
[14 empty] | 297 | Industrial Heat Pump - High Temperature (Steam) | 2020 | 0 | 100 | Electricity |  |  | 324.8092 |  | 6.4962 | 400% | [49 empty] | Hot water cylinder | 297 | Industry | Boiler | 0 | 0 | 0
[14 empty] | 298 | Industrial Heat Pump - High Temperature (Steam) | 2020 | 100 | 300 | Electricity |  |  | 324.8092 |  | 6.4962 | 400% | [49 empty] | Hot water cylinder | 298 | Industry | Dryer | 0 | 0 | 0
[14 empty] | 299 | Industrial Heat Pump - High Temperature (Steam) | 2020 | 300 | 1000 | Electricity |  |  | 324.8092 |  | 6.4962 | 400% | [49 empty] | Hot water cylinder | 299 | Industry | Boiler | 0 | 0 | 0
[14 empty] | 300 | Industrial Heat Pump - High Temperature (Steam) | 2020 | 1000 | 3000 | Electricity |  |  | 324.8092 |  | 6.4962 | 400% | [49 empty] | Hot water cylinder | 300 | Industry | CHP | 0 | 0 | 0
[14 empty] | 301 | Industrial Heat Pump - High Temperature (Steam) | 2020 | 3000 | 10000 | Electricity |  |  | 200.6674 |  | 4.0133 | 400% | [49 empty] | Hot water cylinder | 301 | Industry | Oven | 0 | 0 | 0
[14 empty] | 302 | Industrial Heat Pump - High Temperature (Steam) | 2020 | 10000 | 30000 | Electricity |  |  | 129.3089 |  | 2.5862 | 400% | [49 empty] | Hot water cylinder | 302 | Industry | Dryer | 0 | 0 | 0
[14 empty] | 303 | Industrial Heat Pump - High Temperature (Steam) | 2020 | 30000 | 100000000 | Electricity |  |  | 79.8871 |  | 1.5977 | 400% | [49 empty] | Hot water cylinder | 303 | Industry | Cement/Lime Kiln | 0 | 0 | 0
[14 empty] | 304 | Industrial Heat Pump - High Temperature (Steam) | 2020 | 100000000 | 1000000000 | Electricity |  |  | 51.4788 |  | 1.0296 | 400% | [49 empty] | Hot water cylinder | 304 | Industry | Other Kiln | 0 | 0 | 0
[14 empty] | 305 | Industrial Heat Pump - Medium Temperature (Hot Water) | 2020 | 0 | 100 | Electricity |  |  | 324.8092 |  | 6.4962 | 400% | [49 empty] | Hot water cylinder | 305 | Industry | Furnace | 0 | 0 | 0
[14 empty] | 306 | Industrial Heat Pump - Medium Temperature (Hot Water) | 2020 | 100 | 300 | Electricity |  |  | 324.8092 |  | 6.4962 | 400% | [49 empty] | Hot water cylinder | 306 | Industry | Dryer | 0 | 0 | 0
[14 empty] | 307 | Industrial Heat Pump - Medium Temperature (Hot Water) | 2020 | 300 | 1000 | Electricity |  |  | 324.8092 |  | 6.4962 | 400% | [49 empty] | Hot water cylinder | 307 | Industry | Other Kiln | 0 | 0 | 0
[14 empty] | 308 | Industrial Heat Pump - Medium Temperature (Hot Water) | 2020 | 1000 | 3000 | Electricity |  |  | 324.8092 |  | 6.4962 | 400% | [49 empty] | Hot water cylinder | 308 | Industry | Boiler | 0 | 0 | 0
[14 empty] | 309 | Industrial Heat Pump - Medium Temperature (Hot Water) | 2020 | 3000 | 10000 | Electricity |  |  | 200.6674 |  | 4.0133 | 400% | [49 empty] | Hot water cylinder | 309 | Industry | CHP | 0 | 0 | 0
[14 empty] | 310 | Industrial Heat Pump - Medium Temperature (Hot Water) | 2020 | 10000 | 30000 | Electricity |  |  | 129.3089 |  | 2.5862 | 400% | [49 empty] | Hot water cylinder | 310 | Industry | Oven | 0 | 0 | 0
[14 empty] | 311 | Industrial Heat Pump - Medium Temperature (Hot Water) | 2020 | 30000 | 100000000 | Electricity |  |  | 79.8871 |  | 1.5977 | 400% | [49 empty] | Hot water cylinder | 311 | Industry | Furnace | 0 | 0 | 0
[14 empty] | 312 | Industrial Heat Pump - Medium Temperature (Hot Water) | 2020 | 100000000 | 1000000000 | Electricity |  |  | 51.4788 |  | 1.0296 | 400% | [49 empty] | Hot water cylinder | 312 | Industry | Dryer | 0 | 0 | 0
[14 empty] | 313 | Industrial Hydrogen Boiler | 2020 | 0 | 100 | Hydrogen |  |  | 698.5318 |  | 13.9706 | 92% | [49 empty] | Hot water cylinder | 313 | Industry | Boiler | 0 | 0 | 0
[14 empty] | 314 | Industrial Hydrogen Boiler | 2020 | 100 | 300 | Hydrogen |  |  | 698.5318 |  | 13.9706 | 92% | [49 empty] | Hot water cylinder | 314 | Industry | CHP | 0 | 0 | 0
[14 empty] | 315 | Industrial Hydrogen Boiler | 2020 | 300 | 1000 | Hydrogen |  |  | 698.5318 |  | 13.9706 | 92% | [49 empty] | Hot water cylinder | 315 | Industry | Oven | 0 | 0 | 0
[14 empty] | 316 | Industrial Hydrogen Boiler | 2020 | 1000 | 3000 | Hydrogen |  |  | 698.5318 |  | 13.9706 | 92% | [49 empty] | Hot water cylinder | 316 | Industry | Furnace | 0 | 0 | 0
[14 empty] | 317 | Industrial Hydrogen Boiler | 2020 | 3000 | 10000 | Hydrogen |  |  | 431.5535 |  | 8.6311 | 92% | [49 empty] | Hot water cylinder | 317 | Industry | Dryer | 0 | 0 | 0
[14 empty] | 318 | Industrial Hydrogen Boiler | 2020 | 10000 | 30000 | Hydrogen |  |  | 278.0905 |  | 5.5618 | 92% | [49 empty] | Hot water cylinder | 318 | Industry | Boiler | 0 | 0 | 0
[14 empty] | 319 | Industrial Hydrogen Boiler | 2020 | 30000 | 100000000 | Hydrogen |  |  | 171.8046 |  | 3.4361 | 92% | [49 empty] | Hot water cylinder | 319 | Industry | CHP | 0 | 0 | 0
[14 empty] | 320 | Industrial Hydrogen Boiler | 2020 | 100000000 | 1000000000 | Hydrogen |  |  | 110.7098 |  | 2.2142 | 92% | [49 empty] | Hot water cylinder | 320 | Industry | Furnace | 0 | 0 | 0
[14 empty] | 321 | Industrial Hydrogen CHP | 2020 | 0 | 100 | Hydrogen |  |  | 1666.0995 |  | 33.442 | 50% | [49 empty] | Hot water cylinder | 321 | Industry | Cement/Lime Kiln | 0 | 0 | 0
[14 empty] | 322 | Industrial Hydrogen CHP | 2020 | 100 | 300 | Hydrogen |  |  | 1666.0995 |  | 33.442 | 50% | [49 empty] | Hot water cylinder | 322 | Industry | Furnace | 0 | 0 | 0
[14 empty] | 323 | Industrial Hydrogen CHP | 2020 | 300 | 1000 | Hydrogen |  |  | 1666.0995 |  | 33.442 | 50% | [49 empty] | Hot water cylinder | 323 | Industry | Dryer | 0 | 0 | 0
[14 empty] | 324 | Industrial Hydrogen CHP | 2020 | 1000 | 3000 | Hydrogen |  |  | 1666.0995 |  | 33.442 | 50% | [49 empty] | Hot water cylinder | 324 | Industry | Boiler | 0 | 0 | 0
[14 empty] | 325 | Industrial Hydrogen CHP | 2020 | 3000 | 10000 | Hydrogen |  |  | 1029.6738 |  | 20.3935 | 50% | [49 empty] | Hot water cylinder | 325 | Industry | CHP | 0 | 0 | 0
[14 empty] | 326 | Industrial Hydrogen CHP | 2020 | 10000 | 30000 | Hydrogen |  |  | 663.0944 |  | 13.3419 | 50% | [49 empty] | Hot water cylinder | 326 | Industry | Furnace | 0 | 0 | 0
[14 empty] | 327 | Industrial Hydrogen CHP | 2020 | 30000 | 100000000 | Hydrogen |  |  | 409.7912 |  | 8.5358 | 50% | [49 empty] | Hot water cylinder | 327 | Industry | Boiler | 0 | 0 | 0
[14 empty] | 328 | Industrial Hydrogen CHP | 2020 | 100000000 | 1000000000 | Hydrogen |  |  | 264.1429 |  | 4.9229 | 50% | [49 empty] | Hot water cylinder | 328 | Industry | Dryer | 0 | 0 | 0
[14 empty] | 329 | Industrial Hydrogen Dryer | 2020 | 0 | 100 | Hydrogen |  |  | 668.03 |  | 13.3606 | 92% | [49 empty] | Hot water cylinder | 329 | Industry | Other Kiln | 0 | 0 | 0
[14 empty] | 330 | Industrial Hydrogen Dryer | 2020 | 100 | 300 | Hydrogen |  |  | 668.03 |  | 13.3606 | 92% | [49 empty] | Hot water cylinder | 330 | Industry | Boiler | 0 | 0 | 0
[14 empty] | 331 | Industrial Hydrogen Dryer | 2020 | 300 | 1000 | Hydrogen |  |  | 668.03 |  | 13.3606 | 92% | [49 empty] | Hot water cylinder | 331 | Industry | Dryer | 0 | 0 | 0
[14 empty] | 332 | Industrial Hydrogen Dryer | 2020 | 1000 | 3000 | Hydrogen |  |  | 668.03 |  | 13.3606 | 92% | [49 empty] | Hot water cylinder | 332 | Industry | Boiler | 0 | 0 | 0
[14 empty] | 333 | Industrial Hydrogen Dryer | 2020 | 3000 | 10000 | Hydrogen |  |  | 405.7768 |  | 8.1155 | 92% | [49 empty] | Hot water cylinder | 333 | Industry | CHP | 0 | 0 | 0
[14 empty] | 334 | Industrial Hydrogen Dryer | 2020 | 10000 | 30000 | Hydrogen |  |  | 257.8891 |  | 5.1578 | 92% | [49 empty] | Hot water cylinder | 334 | Industry | Oven | 0 | 0 | 0
[14 empty] | 335 | Industrial Hydrogen Dryer | 2020 | 30000 | 100000000 | Hydrogen |  |  | 157.1817 |  | 3.1436 | 92% | [49 empty] | Hot water cylinder | 335 | Industry | Dryer | 0 | 0 | 0
[14 empty] | 336 | Industrial Hydrogen Dryer | 2020 | 100000000 | 1000000000 | Hydrogen |  |  | 100.1772 |  | 2.0035 | 92% | [49 empty] | Hot water cylinder | 336 | Industry | Cement/Lime Kiln | 0 | 0 | 0
[14 empty] | 337 | Industrial Hydrogen Furnace | 2020 | 0 | 100 | Hydrogen |  |  | 666.5756 |  | 13.3315 | 85% | [49 empty] | Hot water cylinder | 337 | Industry | Other Kiln | 0 | 0 | 0
[14 empty] | 338 | Industrial Hydrogen Furnace | 2020 | 100 | 300 | Hydrogen |  |  | 666.5756 |  | 13.3315 | 85% | [49 empty] | Hot water cylinder | 338 | Industry | Furnace | 0 | 0 | 0
[14 empty] | 339 | Industrial Hydrogen Furnace | 2020 | 300 | 1000 | Hydrogen |  |  | 666.5756 |  | 13.3315 | 85% | [49 empty] | Hot water cylinder | 339 | Industry | Dryer | 0 | 0 | 0
[14 empty] | 340 | Industrial Hydrogen Furnace | 2020 | 1000 | 3000 | Hydrogen |  |  | 666.5756 |  | 13.3315 | 85% | [49 empty] | Hot water cylinder | 340 | Industry | Other Kiln | 0 | 0 | 0
[14 empty] | 341 | Industrial Hydrogen Furnace | 2020 | 3000 | 10000 | Hydrogen |  |  | 417.3711 |  | 8.3474 | 85% | [49 empty] | Hot water cylinder | 341 | Industry | Boiler | 0 | 0 | 0
[14 empty] | 342 | Industrial Hydrogen Furnace | 2020 | 10000 | 30000 | Hydrogen |  |  | 272.536 |  | 5.4507 | 85% | [49 empty] | Hot water cylinder | 342 | Industry | CHP | 0 | 0 | 0
[14 empty] | 343 | Industrial Hydrogen Furnace | 2020 | 30000 | 100000000 | Hydrogen |  |  | 171.0342 |  | 3.4207 | 85% | [49 empty] | Hot water cylinder | 343 | Industry | Oven | 0 | 0 | 0
[14 empty] | 344 | Industrial Hydrogen Furnace | 2020 | 100000000 | 1000000000 | Hydrogen |  |  | 111.9291 |  | 2.2386 | 85% | [49 empty] | Hot water cylinder | 344 | Industry | Furnace | 0 | 0 | 0
[14 empty] | 345 | Industrial Hydrogen Kiln | 2020 | 0 | 100 | Hydrogen |  |  | 1206.0158 |  | 24.1203 | 85% | [49 empty] | Hot water cylinder | 345 | Industry | Dryer | 0 | 0 | 0
[14 empty] | 346 | Industrial Hydrogen Kiln | 2020 | 100 | 300 | Hydrogen |  |  | 1206.0158 |  | 24.1203 | 85% | [49 empty] | Hot water cylinder | 346 | Industry | Boiler | 0 | 0 | 0
[14 empty] | 347 | Industrial Hydrogen Kiln | 2020 | 300 | 1000 | Hydrogen |  |  | 1206.0158 |  | 24.1203 | 85% | [49 empty] | Hot water cylinder | 347 | Industry | CHP | 0 | 0 | 0
[14 empty] | 348 | Industrial Hydrogen Kiln | 2020 | 1000 | 3000 | Hydrogen |  |  | 1206.0158 |  | 24.1203 | 85% | [49 empty] | Hot water cylinder | 348 | Industry | Oven | 0 | 0 | 0
[14 empty] | 349 | Industrial Hydrogen Kiln | 2020 | 3000 | 10000 | Hydrogen |  |  | 740.6311 |  | 14.8126 | 85% | [49 empty] | Hot water cylinder | 349 | Industry | Furnace | 0 | 0 | 0
[14 empty] | 350 | Industrial Hydrogen Kiln | 2020 | 10000 | 30000 | Hydrogen |  |  | 474.8183 |  | 9.4964 | 85% | [49 empty] | Hot water cylinder | 350 | Industry | Dryer | 0 | 0 | 0
[14 empty] | 351 | Industrial Hydrogen Kiln | 2020 | 30000 | 100000000 | Hydrogen |  |  | 291.8014 |  | 5.836 | 85% | [49 empty] | Hot water cylinder | 351 | Industry | Boiler | 0 | 0 | 0
[14 empty] | 352 | Industrial Hydrogen Kiln | 2020 | 100000000 | 1000000000 | Hydrogen |  |  | 187.189 |  | 3.7438 | 85% | [49 empty] | Hot water cylinder | 352 | Industry | CHP | 0 | 0 | 0
[14 empty] | 353 | Industrial Hydrogen Kiln (Lime only) | 2020 | 0 | 100 | Hydrogen |  |  | 818.898 |  | 16.378 | 90% | [49 empty] | Hot water cylinder | 353 | Industry | Furnace | 0 | 0 | 0
[14 empty] | 354 | Industrial Hydrogen Kiln (Lime only) | 2020 | 100 | 300 | Hydrogen |  |  | 818.898 |  | 16.378 | 90% | [49 empty] | Hot water cylinder | 354 | Industry | Cement/Lime Kiln | 0 | 0 | 0
[14 empty] | 355 | Industrial Hydrogen Kiln (Lime only) | 2020 | 300 | 1000 | Hydrogen |  |  | 818.898 |  | 16.378 | 90% | [49 empty] | Hot water cylinder | 355 | Industry | Furnace | 0 | 0 | 0
[14 empty] | 356 | Industrial Hydrogen Kiln (Lime only) | 2020 | 1000 | 3000 | Hydrogen |  |  | 818.898 |  | 16.378 | 90% | [49 empty] | Hot water cylinder | 356 | Industry | Dryer | 0 | 0 | 0
[14 empty] | 357 | Industrial Hydrogen Kiln (Lime only) | 2020 | 3000 | 10000 | Hydrogen |  |  | 497.0228 |  | 9.9405 | 90% | [49 empty] | Hot water cylinder | 357 | Industry | Boiler | 0 | 0 | 0
[14 empty] | 358 | Industrial Hydrogen Kiln (Lime only) | 2020 | 10000 | 30000 | Hydrogen |  |  | 315.3986 |  | 6.308 | 90% | [49 empty] | Hot water cylinder | 358 | Industry | CHP | 0 | 0 | 0
[14 empty] | 359 | Industrial Hydrogen Kiln (Lime only) | 2020 | 30000 | 100000000 | Hydrogen |  |  | 191.77 |  | 3.8354 | 90% | [49 empty] | Hot water cylinder | 359 | Industry | Furnace | 0 | 0 | 0
[14 empty] | 360 | Industrial Hydrogen Kiln (Lime only) | 2020 | 100000000 | 1000000000 | Hydrogen |  |  | 121.8834 |  | 2.4377 | 90% | [49 empty] | Hot water cylinder | 360 | Industry | Boiler | 0 | 0 | 0
[14 empty] | 361 | Industrial Hydrogen Oven | 2020 | 0 | 100 | Hydrogen |  |  | 676.8546 |  | 13.5371 | 92% | [49 empty] | Hot water cylinder | 361 | Industry | Dryer | 0 | 0 | 0
[14 empty] | 362 | Industrial Hydrogen Oven | 2020 | 100 | 300 | Hydrogen |  |  | 676.8546 |  | 13.5371 | 92% | [49 empty] | Hot water cylinder | 362 | Industry | Other Kiln | 0 | 0 | 0
[14 empty] | 363 | Industrial Hydrogen Oven | 2020 | 300 | 1000 | Hydrogen |  |  | 676.8546 |  | 13.5371 | 92% | [49 empty] | Hot water cylinder | 363 | Industry | Boiler | 0 | 0 | 0
[14 empty] | 364 | Industrial Hydrogen Oven | 2020 | 1000 | 3000 | Hydrogen |  |  | 676.8546 |  | 13.5371 | 92% | [49 empty] | Hot water cylinder | 364 | Industry | Dryer | 0 | 0 | 0
[14 empty] | 365 | Industrial Hydrogen Oven | 2020 | 3000 | 10000 | Hydrogen |  |  | 413.2035 |  | 8.2641 | 92% | [49 empty] | Hot water cylinder | 365 | Industry | Boiler | 0 | 0 | 0
[14 empty] | 366 | Industrial Hydrogen Oven | 2020 | 10000 | 30000 | Hydrogen |  |  | 263.5764 |  | 5.2715 | 92% | [49 empty] | Hot water cylinder | 366 | Industry | CHP | 0 | 0 | 0
[14 empty] | 367 | Industrial Hydrogen Oven | 2020 | 30000 | 100000000 | Hydrogen |  |  | 161.1578 |  | 3.2232 | 92% | [49 empty] | Hot water cylinder | 367 | Industry | Oven | 0 | 0 | 0
[14 empty] | 368 | Industrial Hydrogen Oven | 2020 | 100000000 | 1000000000 | Hydrogen |  |  | 102.9378 |  | 2.0588 | 92% | [49 empty] | Hot water cylinder | 368 | Industry | Dryer | 0 | 0 | 0
[14 empty] | 369 | Industrial Mixed Fuel Kiln + Calciner (high % biomass and waste fuel) | 2020 | 0 | 100 | Mixed Fuel |  |  | 1408.9149 |  | 28.1783 | 90% | [49 empty] | Hot water cylinder | 369 | Industry | Cement/Lime Kiln | 0 | 0 | 0
[14 empty] | 370 | Industrial Mixed Fuel Kiln + Calciner (high % biomass and waste fuel) | 2020 | 100 | 300 | Mixed Fuel |  |  | 1408.9149 |  | 28.1783 | 90% | [49 empty] | Hot water cylinder | 370 | Industry | Other Kiln | 0 | 0 | 0
[14 empty] | 371 | Industrial Mixed Fuel Kiln + Calciner (high % biomass and waste fuel) | 2020 | 300 | 1000 | Mixed Fuel |  |  | 1408.9149 |  | 28.1783 | 90% | [49 empty] | Hot water cylinder | 371 | Industry | Furnace | 0 | 0 | 0
[14 empty] | 372 | Industrial Mixed Fuel Kiln + Calciner (high % biomass and waste fuel) | 2020 | 1000 | 3000 | Mixed Fuel |  |  | 1408.9149 |  | 28.1783 | 90% | [49 empty] | Hot water cylinder | 372 | Industry | Dryer | 0 | 0 | 0
[14 empty] | 373 | Industrial Mixed Fuel Kiln + Calciner (high % biomass and waste fuel) | 2020 | 3000 | 10000 | Mixed Fuel |  |  | 870.4288 |  | 17.4086 | 90% | [49 empty] | Hot water cylinder | 373 | Industry | Other Kiln | 0 | 0 | 0
[14 empty] | 374 | Industrial Mixed Fuel Kiln + Calciner (high % biomass and waste fuel) | 2020 | 10000 | 30000 | Mixed Fuel |  |  | 560.8991 |  | 11.218 | 90% | [49 empty] | Hot water cylinder | 374 | Industry | Boiler | 0 | 0 | 0
[14 empty] | 375 | Industrial Mixed Fuel Kiln + Calciner (high % biomass and waste fuel) | 2020 | 30000 | 100000000 | Mixed Fuel |  |  | 346.524 |  | 6.9305 | 90% | [49 empty] | Hot water cylinder | 375 | Industry | CHP | 0 | 0 | 0
[14 empty] | 376 | Industrial Mixed Fuel Kiln + Calciner (high % biomass and waste fuel) | 2020 | 100000000 | 1000000000 | Mixed Fuel |  |  | 223.298 |  | 4.466 | 90% | [49 empty] | Hot water cylinder | 376 | Industry | Oven | 0 | 0 | 0
[14 empty] | 377 | Industrial Non-bio waste Boiler | 2020 | 0 | 100 | Non-bio waste |  |  | 572.9437 |  | 11.4589 | 92% | [49 empty] | Hot water cylinder | 377 | Industry | Furnace | 0 | 0 | 0
[14 empty] | 378 | Industrial Non-bio waste Boiler | 2020 | 100 | 300 | Non-bio waste |  |  | 572.9437 |  | 11.4589 | 92% | [49 empty] | Hot water cylinder | 378 | Industry | Dryer | 0 | 0 | 0
[14 empty] | 379 | Industrial Non-bio waste Boiler | 2020 | 300 | 1000 | Non-bio waste |  |  | 572.9437 |  | 11.4589 | 92% | [49 empty] | Hot water cylinder | 379 | Industry | Boiler | 0 | 0 | 0
[14 empty] | 380 | Industrial Non-bio waste Boiler | 2020 | 1000 | 3000 | Non-bio waste |  |  | 572.9437 |  | 11.4589 | 92% | [49 empty] | Hot water cylinder | 380 | Industry | CHP | 0 | 0 | 0
[14 empty] | 381 | Industrial Non-bio waste Boiler | 2020 | 3000 | 10000 | Non-bio waste |  |  | 353.9651 |  | 7.0793 | 92% | [49 empty] | Hot water cylinder | 381 | Industry | Oven | 0 | 0 | 0
[14 empty] | 382 | Industrial Non-bio waste Boiler | 2020 | 10000 | 30000 | Non-bio waste |  |  | 228.093 |  | 4.5619 | 92% | [49 empty] | Hot water cylinder | 382 | Industry | Furnace | 0 | 0 | 0
[14 empty] | 383 | Industrial Non-bio waste Boiler | 2020 | 30000 | 100000000 | Non-bio waste |  |  | 140.916 |  | 2.8183 | 92% | [49 empty] | Hot water cylinder | 383 | Industry | Dryer | 0 | 0 | 0
[14 empty] | 384 | Industrial Non-bio waste Boiler | 2020 | 100000000 | 1000000000 | Non-bio waste |  |  | 90.8055 |  | 1.8161 | 92% | [49 empty] | Hot water cylinder | 384 | Industry | Boiler | 0 | 0 | 0
[14 empty] | 385 | Industrial Non-bio waste Cement/Lime Kiln | 2020 | 0 | 100 | Non-bio waste |  |  | 612.3481 |  | 12.247 | 90% | [49 empty] | Hot water cylinder | 385 | Industry | CHP | 0 | 0 | 0
[14 empty] | 386 | Industrial Non-bio waste Cement/Lime Kiln | 2020 | 100 | 300 | Non-bio waste |  |  | 612.3481 |  | 12.247 | 90% | [49 empty] | Hot water cylinder | 386 | Industry | Furnace | 0 | 0 | 0
[14 empty] | 387 | Industrial Non-bio waste Cement/Lime Kiln | 2020 | 300 | 1000 | Non-bio waste |  |  | 612.3481 |  | 12.247 | 90% | [49 empty] | Hot water cylinder | 387 | Industry | Cement/Lime Kiln | 0 | 0 | 0
[14 empty] | 388 | Industrial Non-bio waste Cement/Lime Kiln | 2020 | 1000 | 3000 | Non-bio waste |  |  | 612.3481 |  | 12.247 | 90% | [49 empty] | Hot water cylinder | 388 | Industry | Furnace | 0 | 0 | 0
[14 empty] | 389 | Industrial Non-bio waste Cement/Lime Kiln | 2020 | 3000 | 10000 | Non-bio waste |  |  | 378.3092 |  | 7.5662 | 90% | [49 empty] | Hot water cylinder | 389 | Industry | Dryer | 0 | 0 | 0
[14 empty] | 390 | Industrial Non-bio waste Cement/Lime Kiln | 2020 | 10000 | 30000 | Non-bio waste |  |  | 243.7802 |  | 4.8756 | 90% | [49 empty] | Hot water cylinder | 390 | Industry | Boiler | 0 | 0 | 0
[14 empty] | 391 | Industrial Non-bio waste Cement/Lime Kiln | 2020 | 30000 | 100000000 | Non-bio waste |  |  | 150.6076 |  | 3.0122 | 90% | [49 empty] | Hot water cylinder | 391 | Industry | CHP | 0 | 0 | 0
[14 empty] | 392 | Industrial Non-bio waste Cement/Lime Kiln | 2020 | 100000000 | 1000000000 | Non-bio waste |  |  | 97.0506 |  | 1.941 | 90% | [49 empty] | Hot water cylinder | 392 | Industry | Furnace | 0 | 0 | 0
[14 empty] | 393 | Industrial Non-bio waste CHP | 2020 | 0 | 100 | Non-bio waste |  |  | 922.0995 |  | 18.442 | 50% | [49 empty] | Hot water cylinder | 393 | Industry | Boiler | 0 | 0 | 0
[14 empty] | 394 | Industrial Non-bio waste CHP | 2020 | 100 | 300 | Non-bio waste |  |  | 922.0995 |  | 18.442 | 50% | [49 empty] | Hot water cylinder | 394 | Industry | Dryer | 0 | 0 | 0
[14 empty] | 395 | Industrial Non-bio waste CHP | 2020 | 300 | 1000 | Non-bio waste |  |  | 922.0995 |  | 18.442 | 50% | [49 empty] | Hot water cylinder | 395 | Industry | Other Kiln | 0 | 0 | 0
[14 empty] | 396 | Industrial Non-bio waste CHP | 2020 | 1000 | 3000 | Non-bio waste |  |  | 922.0995 |  | 18.442 | 50% | [49 empty] | Hot water cylinder | 396 | Industry | Boiler | 0 | 0 | 0
[14 empty] | 397 | Industrial Non-bio waste CHP | 2020 | 3000 | 10000 | Non-bio waste |  |  | 569.6738 |  | 11.3935 | 50% | [49 empty] | Hot water cylinder | 397 | Industry | Dryer | 0 | 0 | 0
[14 empty] | 398 | Industrial Non-bio waste CHP | 2020 | 10000 | 30000 | Non-bio waste |  |  | 367.0944 |  | 7.3419 | 50% | [49 empty] | Hot water cylinder | 398 | Industry | Boiler | 0 | 0 | 0
[14 empty] | 399 | Industrial Non-bio waste CHP | 2020 | 30000 | 100000000 | Non-bio waste |  |  | 226.7912 |  | 4.5358 | 50% | [49 empty] | Hot water cylinder | 399 | Industry | CHP | 0 | 0 | 0
[14 empty] | 400 | Industrial Non-bio waste CHP | 2020 | 100000000 | 1000000000 | Non-bio waste |  |  | 146.1429 |  | 2.9229 | 50% | [49 empty] | Hot water cylinder | 400 | Industry | Oven | 0 | 0 | 0
[14 empty] | 401 | Industrial Non-bio waste Dryer | 2020 | 0 | 100 | Non-bio waste |  |  | 577.5643 |  | 11.5513 | 92% | [49 empty] | Hot water cylinder | 401 | Industry | Dryer | 0 | 0 | 0
[14 empty] | 402 | Industrial Non-bio waste Dryer | 2020 | 100 | 300 | Non-bio waste |  |  | 577.5643 |  | 11.5513 | 92% | [49 empty] | Hot water cylinder | 402 | Industry | Cement/Lime Kiln | 0 | 0 | 0
[14 empty] | 403 | Industrial Non-bio waste Dryer | 2020 | 300 | 1000 | Non-bio waste |  |  | 577.5643 |  | 11.5513 | 92% | [49 empty] | Hot water cylinder | 403 | Industry | Other Kiln | 0 | 0 | 0
[14 empty] | 404 | Industrial Non-bio waste Dryer | 2020 | 1000 | 3000 | Non-bio waste |  |  | 577.5643 |  | 11.5513 | 92% | [49 empty] | Hot water cylinder | 404 | Industry | Furnace | 0 | 0 | 0
[14 empty] | 405 | Industrial Non-bio waste Dryer | 2020 | 3000 | 10000 | Non-bio waste |  |  | 356.8197 |  | 7.1364 | 92% | [49 empty] | Hot water cylinder | 405 | Industry | Dryer | 0 | 0 | 0
[14 empty] | 406 | Industrial Non-bio waste Dryer | 2020 | 10000 | 30000 | Non-bio waste |  |  | 229.9325 |  | 4.5987 | 92% | [49 empty] | Hot water cylinder | 406 | Industry | Other Kiln | 0 | 0 | 0
[14 empty] | 407 | Industrial Non-bio waste Dryer | 2020 | 30000 | 100000000 | Non-bio waste |  |  | 142.0525 |  | 2.841 | 92% | [49 empty] | Hot water cylinder | 407 | Industry | Boiler | 0 | 0 | 0
[14 empty] | 408 | Industrial Non-bio waste Dryer | 2020 | 100000000 | 1000000000 | Non-bio waste |  |  | 91.5378 |  | 1.8308 | 92% | [49 empty] | Hot water cylinder | 408 | Industry | CHP | 0 | 0 | 0
[14 empty] | 409 | Industrial Non-bio waste Furnace | 2020 | 0 | 100 | Non-bio waste |  |  | 577.5643 |  | 11.5513 | 85% | [49 empty] | Hot water cylinder | 409 | Industry | Oven | 0 | 0 | 0
[14 empty] | 410 | Industrial Non-bio waste Furnace | 2020 | 100 | 300 | Non-bio waste |  |  | 577.5643 |  | 11.5513 | 85% | [49 empty] | Hot water cylinder | 410 | Industry | Furnace | 0 | 0 | 0
[14 empty] | 411 | Industrial Non-bio waste Furnace | 2020 | 300 | 1000 | Non-bio waste |  |  | 577.5643 |  | 11.5513 | 85% | [49 empty] | Hot water cylinder | 411 | Industry | Dryer | 0 | 0 | 0
[14 empty] | 412 | Industrial Non-bio waste Furnace | 2020 | 1000 | 3000 | Non-bio waste |  |  | 577.5643 |  | 11.5513 | 85% | [49 empty] | Hot water cylinder | 412 | Industry | Boiler | 0 | 0 | 0
[14 empty] | 413 | Industrial Non-bio waste Furnace | 2020 | 3000 | 10000 | Non-bio waste |  |  | 356.8197 |  | 7.1364 | 85% | [49 empty] | Hot water cylinder | 413 | Industry | CHP | 0 | 0 | 0
[14 empty] | 414 | Industrial Non-bio waste Furnace | 2020 | 10000 | 30000 | Non-bio waste |  |  | 229.9325 |  | 4.5987 | 85% | [49 empty] | Hot water cylinder | 414 | Industry | Oven | 0 | 0 | 0
[14 empty] | 415 | Industrial Non-bio waste Furnace | 2020 | 30000 | 100000000 | Non-bio waste |  |  | 142.0525 |  | 2.841 | 85% | [49 empty] | Hot water cylinder | 415 | Industry | Furnace | 0 | 0 | 0
[14 empty] | 416 | Industrial Non-bio waste Furnace | 2020 | 100000000 | 1000000000 | Non-bio waste |  |  | 91.5378 |  | 1.8308 | 85% | [49 empty] | Hot water cylinder | 416 | Industry | Dryer | 0 | 0 | 0
[14 empty] | 417 | Industrial Non-bio waste Other Kiln | 2020 | 0 | 100 | Non-bio waste |  |  | 1102.7409 |  | 22.0548 | 85% | [49 empty] | Hot water cylinder | 417 | Industry | Boiler | 0 | 0 | 0
[14 empty] | 418 | Industrial Non-bio waste Other Kiln | 2020 | 100 | 300 | Non-bio waste |  |  | 1102.7409 |  | 22.0548 | 85% | [49 empty] | Hot water cylinder | 418 | Industry | CHP | 0 | 0 | 0
[14 empty] | 419 | Industrial Non-bio waste Other Kiln | 2020 | 300 | 1000 | Non-bio waste |  |  | 1102.7409 |  | 22.0548 | 85% | [49 empty] | Hot water cylinder | 419 | Industry | Furnace | 0 | 0 | 0
[14 empty] | 420 | Industrial Non-bio waste Other Kiln | 2020 | 1000 | 3000 | Non-bio waste |  |  | 1102.7409 |  | 22.0548 | 85% | [49 empty] | Hot water cylinder | 420 | Industry | Cement/Lime Kiln | 0 | 0 | 0
[14 empty] | 421 | Industrial Non-bio waste Other Kiln | 2020 | 3000 | 10000 | Non-bio waste |  |  | 681.2743 |  | 13.6255 | 85% | [49 empty] | Hot water cylinder | 421 | Industry | Furnace | 0 | 0 | 0
[14 empty] | 422 | Industrial Non-bio waste Other Kiln | 2020 | 10000 | 30000 | Non-bio waste |  |  | 439.0091 |  | 8.7802 | 85% | [49 empty] | Hot water cylinder | 422 | Industry | Dryer | 0 | 0 | 0
[14 empty] | 423 | Industrial Non-bio waste Other Kiln | 2020 | 30000 | 100000000 | Non-bio waste |  |  | 271.2202 |  | 5.4244 | 85% | [49 empty] | Hot water cylinder | 423 | Industry | Boiler | 0 | 0 | 0
[14 empty] | 424 | Industrial Non-bio waste Other Kiln | 2020 | 100000000 | 1000000000 | Non-bio waste |  |  | 174.7727 |  | 3.4955 | 85% | [49 empty] | Hot water cylinder | 424 | Industry | CHP | 0 | 0 | 0
[14 empty] | 425 | Industrial Non-bio waste Oven | 2020 | 0 | 100 | Non-bio waste |  |  | 577.5643 |  | 11.5513 | 92% | [49 empty] | Hot water cylinder | 425 | Industry | Furnace | 0 | 0 | 0
[14 empty] | 426 | Industrial Non-bio waste Oven | 2020 | 100 | 300 | Non-bio waste |  |  | 577.5643 |  | 11.5513 | 92% | [49 empty] | Hot water cylinder | 426 | Industry | Boiler | 0 | 0 | 0
[14 empty] | 427 | Industrial Non-bio waste Oven | 2020 | 300 | 1000 | Non-bio waste |  |  | 577.5643 |  | 11.5513 | 92% | [49 empty] | Hot water cylinder | 427 | Industry | Dryer | 0 | 0 | 0
[14 empty] | 428 | Industrial Non-bio waste Oven | 2020 | 1000 | 3000 | Non-bio waste |  |  | 577.5643 |  | 11.5513 | 92% | [49 empty] | Hot water cylinder | 428 | Industry | Other Kiln | 0 | 0 | 0
[14 empty] | 429 | Industrial Non-bio waste Oven | 2020 | 3000 | 10000 | Non-bio waste |  |  | 356.8197 |  | 7.1364 | 92% | [49 empty] | Hot water cylinder | 429 | Industry | Boiler | 0 | 0 | 0
[14 empty] | 430 | Industrial Non-bio waste Oven | 2020 | 10000 | 30000 | Non-bio waste |  |  | 229.9325 |  | 4.5987 | 92% | [49 empty] | Hot water cylinder | 430 | Industry | Dryer | 0 | 0 | 0
[14 empty] | 431 | Industrial Non-bio waste Oven | 2020 | 30000 | 100000000 | Non-bio waste |  |  | 142.0525 |  | 2.841 | 92% | [49 empty] | Hot water cylinder | 431 | Industry | Boiler | 0 | 0 | 0
[14 empty] | 432 | Industrial Non-bio waste Oven | 2020 | 100000000 | 1000000000 | Non-bio waste |  |  | 91.5378 |  | 1.8308 | 92% | [49 empty] | Hot water cylinder | 432 | Industry | CHP | 0 | 0 | 0
[14 empty] | 433 | Industrial Oil Boiler | 2020 | 0 | 100 | Oil |  |  | 572.9437 |  | 11.4589 | 92% | [49 empty] | Hot water cylinder | 433 | Industry | Oven | 0 | 0 | 0
[14 empty] | 434 | Industrial Oil Boiler | 2020 | 100 | 300 | Oil |  |  | 572.9437 |  | 11.4589 | 92% | [49 empty] | Hot water cylinder | 434 | Industry | Dryer | 0 | 0 | 0
[14 empty] | 435 | Industrial Oil Boiler | 2020 | 300 | 1000 | Oil |  |  | 572.9437 |  | 11.4589 | 92% | [49 empty] | Hot water cylinder | 435 | Industry | Cement/Lime Kiln | 0 | 0 | 0
[14 empty] | 436 | Industrial Oil Boiler | 2020 | 1000 | 3000 | Oil |  |  | 572.9437 |  | 11.4589 | 92% | [49 empty] | Hot water cylinder | 436 | Industry | Other Kiln | 0 | 0 | 0
[14 empty] | 437 | Industrial Oil Boiler | 2020 | 3000 | 10000 | Oil |  |  | 353.9651 |  | 7.0793 | 92% | [49 empty] | Hot water cylinder | 437 | Industry | Furnace | 0 | 0 | 0
[14 empty] | 438 | Industrial Oil Boiler | 2020 | 10000 | 30000 | Oil |  |  | 228.093 |  | 4.5619 | 92% | [49 empty] | Hot water cylinder | 438 | Industry | Dryer | 0 | 0 | 0
[14 empty] | 439 | Industrial Oil Boiler | 2020 | 30000 | 100000000 | Oil |  |  | 140.916 |  | 2.8183 | 92% | [49 empty] | Hot water cylinder | 439 | Industry | Other Kiln | 0 | 0 | 0
[14 empty] | 440 | Industrial Oil Boiler | 2020 | 100000000 | 1000000000 | Oil |  |  | 90.8055 |  | 1.8161 | 92% | [49 empty] | Hot water cylinder | 440 | Industry | Boiler | 0 | 0 | 0
[14 empty] | 441 | Industrial Oil Cement/Lime Kiln | 2020 | 0 | 100 | Oil |  |  | 612.3481 |  | 12.247 | 90% | [49 empty] | Hot water cylinder | 441 | Industry | CHP | 0 | 0 | 0
[14 empty] | 442 | Industrial Oil Cement/Lime Kiln | 2020 | 100 | 300 | Oil |  |  | 612.3481 |  | 12.247 | 90% | [49 empty] | Hot water cylinder | 442 | Industry | Oven | 0 | 0 | 0
[14 empty] | 443 | Industrial Oil Cement/Lime Kiln | 2020 | 300 | 1000 | Oil |  |  | 612.3481 |  | 12.247 | 90% | [49 empty] | Hot water cylinder | 443 | Industry | Furnace | 0 | 0 | 0
[14 empty] | 444 | Industrial Oil Cement/Lime Kiln | 2020 | 1000 | 3000 | Oil |  |  | 612.3481 |  | 12.247 | 90% | [49 empty] | Hot water cylinder | 444 | Industry | Dryer | 0 | 0 | 0
[14 empty] | 445 | Industrial Oil Cement/Lime Kiln | 2020 | 3000 | 10000 | Oil |  |  | 378.3092 |  | 7.5662 | 90% | [49 empty] | Hot water cylinder | 445 | Industry | Boiler | 0 | 0 | 0
[14 empty] | 446 | Industrial Oil Cement/Lime Kiln | 2020 | 10000 | 30000 | Oil |  |  | 243.7802 |  | 4.8756 | 90% | [49 empty] | Hot water cylinder | 446 | Industry | CHP | 0 | 0 | 0
[14 empty] | 447 | Industrial Oil Cement/Lime Kiln | 2020 | 30000 | 100000000 | Oil |  |  | 150.6076 |  | 3.0122 | 90% | [49 empty] | Hot water cylinder | 447 | Industry | Oven | 0 | 0 | 0
[14 empty] | 448 | Industrial Oil Cement/Lime Kiln | 2020 | 100000000 | 1000000000 | Oil |  |  | 97.0506 |  | 1.941 | 90% | [49 empty] | Hot water cylinder | 448 | Industry | Furnace | 0 | 0 | 0
[14 empty] | 449 | Industrial Oil CHP | 2020 | 0 | 100 | Oil |  |  | 922.0995 |  | 18.442 | 50% | [49 empty] | Hot water cylinder | 449 | Industry | Dryer | 0 | 0 | 0
[14 empty] | 450 | Industrial Oil CHP | 2020 | 100 | 300 | Oil |  |  | 922.0995 |  | 18.442 | 50% | [49 empty] | Hot water cylinder | 450 | Industry | Boiler | 0 | 0 | 0
[14 empty] | 451 | Industrial Oil CHP | 2020 | 300 | 1000 | Oil |  |  | 922.0995 |  | 18.442 | 50% | [49 empty] | Hot water cylinder | 451 | Industry | CHP | 0 | 0 | 0
[14 empty] | 452 | Industrial Oil CHP | 2020 | 1000 | 3000 | Oil |  |  | 922.0995 |  | 18.442 | 50% | [49 empty] | Hot water cylinder | 452 | Industry | Furnace | 0 | 0 | 0
[14 empty] | 453 | Industrial Oil CHP | 2020 | 3000 | 10000 | Oil |  |  | 569.6738 |  | 11.3935 | 50% | [49 empty] | Hot water cylinder | 453 | Industry | Cement/Lime Kiln | 0 | 0 | 0
[14 empty] | 454 | Industrial Oil CHP | 2020 | 10000 | 30000 | Oil |  |  | 367.0944 |  | 7.3419 | 50% | [49 empty] | Hot water cylinder | 454 | Industry | Furnace | 0 | 0 | 0
[14 empty] | 455 | Industrial Oil CHP | 2020 | 30000 | 100000000 | Oil |  |  | 226.7912 |  | 4.5358 | 50% | [49 empty] | Hot water cylinder | 455 | Industry | Dryer | 0 | 0 | 0
[14 empty] | 456 | Industrial Oil CHP | 2020 | 100000000 | 1000000000 | Oil |  |  | 146.1429 |  | 2.9229 | 50% | [49 empty] | Hot water cylinder | 456 | Industry | Boiler | 0 | 0 | 0
[14 empty] | 457 | Industrial Oil Dryer | 2020 | 0 | 100 | Oil |  |  | 577.5643 |  | 11.5513 | 92% | [49 empty] | Hot water cylinder | 457 | Industry | CHP | 0 | 0 | 0
[14 empty] | 458 | Industrial Oil Dryer | 2020 | 100 | 300 | Oil |  |  | 577.5643 |  | 11.5513 | 92% | [49 empty] | Hot water cylinder | 458 | Industry | Furnace | 0 | 0 | 0
[14 empty] | 459 | Industrial Oil Dryer | 2020 | 300 | 1000 | Oil |  |  | 577.5643 |  | 11.5513 | 92% | [49 empty] | Hot water cylinder | 459 | Industry | Boiler | 0 | 0 | 0
[14 empty] | 460 | Industrial Oil Dryer | 2020 | 1000 | 3000 | Oil |  |  | 577.5643 |  | 11.5513 | 92% | [49 empty] | Hot water cylinder | 460 | Industry | Dryer | 0 | 0 | 0
[14 empty] | 461 | Industrial Oil Dryer | 2020 | 3000 | 10000 | Oil |  |  | 356.8197 |  | 7.1364 | 92% | [49 empty] | Hot water cylinder | 461 | Industry | Other Kiln | 0 | 0 | 0
[14 empty] | 462 | Industrial Oil Dryer | 2020 | 10000 | 30000 | Oil |  |  | 229.9325 |  | 4.5987 | 92% | [49 empty] | Hot water cylinder | 462 | Industry | Boiler | 0 | 0 | 0
[14 empty] | 463 | Industrial Oil Dryer | 2020 | 30000 | 100000000 | Oil |  |  | 142.0525 |  | 2.841 | 92% | [49 empty] | Hot water cylinder | 463 | Industry | Dryer | 0 | 0 | 0
[14 empty] | 464 | Industrial Oil Dryer | 2020 | 100000000 | 1000000000 | Oil |  |  | 91.5378 |  | 1.8308 | 92% | [49 empty] | Hot water cylinder | 464 | Industry | Boiler | 0 | 0 | 0
[14 empty] | 465 | Industrial Oil Furnace | 2020 | 0 | 100 | Oil |  |  | 577.5643 |  | 11.5513 | 85% | [49 empty] | Hot water cylinder | 465 | Industry | CHP | 0 | 0 | 0
[14 empty] | 466 | Industrial Oil Furnace | 2020 | 100 | 300 | Oil |  |  | 577.5643 |  | 11.5513 | 85% | [49 empty] | Hot water cylinder | 466 | Industry | Oven | 0 | 0 | 0
[14 empty] | 467 | Industrial Oil Furnace | 2020 | 300 | 1000 | Oil |  |  | 577.5643 |  | 11.5513 | 85% | [49 empty] | Hot water cylinder | 467 | Industry | Dryer | 0 | 0 | 0
[14 empty] | 468 | Industrial Oil Furnace | 2020 | 1000 | 3000 | Oil |  |  | 577.5643 |  | 11.5513 | 85% | [49 empty] | Hot water cylinder | 468 | Industry | Cement/Lime Kiln | 0 | 0 | 0
[14 empty] | 469 | Industrial Oil Furnace | 2020 | 3000 | 10000 | Oil |  |  | 356.8197 |  | 7.1364 | 85% | [49 empty] | Hot water cylinder | 469 | Industry | Other Kiln | 0 | 0 | 0
[14 empty] | 470 | Industrial Oil Furnace | 2020 | 10000 | 30000 | Oil |  |  | 229.9325 |  | 4.5987 | 85% | [49 empty] | Hot water cylinder | 470 | Industry | Furnace | 0 | 0 | 0
[14 empty] | 471 | Industrial Oil Furnace | 2020 | 30000 | 100000000 | Oil |  |  | 142.0525 |  | 2.841 | 85% | [49 empty] | Hot water cylinder | 471 | Industry | Dryer | 0 | 0 | 0
[14 empty] | 472 | Industrial Oil Furnace | 2020 | 100000000 | 1000000000 | Oil |  |  | 91.5378 |  | 1.8308 | 85% | [49 empty] | Hot water cylinder | 472 | Industry | Other Kiln | 0 | 0 | 0
[14 empty] | 473 | Industrial Oil Other Kiln | 2020 | 0 | 100 | Oil |  |  | 1102.7409 |  | 22.0548 | 85% | [49 empty] | Hot water cylinder | 473 | Industry | Boiler | 0 | 0 | 0
[14 empty] | 474 | Industrial Oil Other Kiln | 2020 | 100 | 300 | Oil |  |  | 1102.7409 |  | 22.0548 | 85% | [49 empty] | Hot water cylinder | 474 | Industry | CHP | 0 | 0 | 0
[14 empty] | 475 | Industrial Oil Other Kiln | 2020 | 300 | 1000 | Oil |  |  | 1102.7409 |  | 22.0548 | 85% | [49 empty] | Hot water cylinder | 475 | Industry | Oven | 0 | 0 | 0
[14 empty] | 476 | Industrial Oil Other Kiln | 2020 | 1000 | 3000 | Oil |  |  | 1102.7409 |  | 22.0548 | 85% | [49 empty] | Hot water cylinder | 476 | Industry | Furnace | 0 | 0 | 0
[14 empty] | 477 | Industrial Oil Other Kiln | 2020 | 3000 | 10000 | Oil |  |  | 681.2743 |  | 13.6255 | 85% | [49 empty] | Hot water cylinder | 477 | Industry | Dryer | 0 | 0 | 0
[14 empty] | 478 | Industrial Oil Other Kiln | 2020 | 10000 | 30000 | Oil |  |  | 439.0091 |  | 8.7802 | 85% | [49 empty] | Hot water cylinder | 478 | Industry | Boiler | 0 | 0 | 0
[14 empty] | 479 | Industrial Oil Other Kiln | 2020 | 30000 | 100000000 | Oil |  |  | 271.2202 |  | 5.4244 | 85% | [49 empty] | Hot water cylinder | 479 | Industry | CHP | 0 | 0 | 0
[14 empty] | 480 | Industrial Oil Other Kiln | 2020 | 100000000 | 1000000000 | Oil |  |  | 174.7727 |  | 3.4955 | 85% | [49 empty] | Hot water cylinder | 480 | Industry | Oven | 0 | 0 | 0
[14 empty] | 481 | Industrial Oil Oven | 2020 | 0 | 100 | Oil |  |  | 577.5643 |  | 11.5513 | 92% | [49 empty] | Hot water cylinder | 481 | Industry | Furnace | 0 | 0 | 0
[14 empty] | 482 | Industrial Oil Oven | 2020 | 100 | 300 | Oil |  |  | 577.5643 |  | 11.5513 | 92% | [49 empty] | Hot water cylinder | 482 | Industry | Dryer | 0 | 0 | 0
[14 empty] | 483 | Industrial Oil Oven | 2020 | 300 | 1000 | Oil |  |  | 577.5643 |  | 11.5513 | 92% | [49 empty] | Hot water cylinder | 483 | Industry | Boiler | 0 | 0 | 0
[14 empty] | 484 | Industrial Oil Oven | 2020 | 1000 | 3000 | Oil |  |  | 577.5643 |  | 11.5513 | 92% | [49 empty] | Hot water cylinder | 484 | Industry | CHP | 0 | 0 | 0
[14 empty] | 485 | Industrial Oil Oven | 2020 | 3000 | 10000 | Oil |  |  | 356.8197 |  | 7.1364 | 92% | [49 empty] | Hot water cylinder | 485 | Industry | Furnace | 0 | 0 | 0
[14 empty] | 486 | Industrial Oil Oven | 2020 | 10000 | 30000 | Oil |  |  | 229.9325 |  | 4.5987 | 92% | [49 empty] | Hot water cylinder | 486 | Industry | Cement/Lime Kiln | 0 | 0 | 0
[14 empty] | 487 | Industrial Oil Oven | 2020 | 30000 | 100000000 | Oil |  |  | 142.0525 |  | 2.841 | 92% | [49 empty] | Hot water cylinder | 487 | Industry | Furnace | 0 | 0 | 0
[14 empty] | 488 | Industrial Oil Oven | 2020 | 100000000 | 1000000000 | Oil |  |  | 91.5378 |  | 1.8308 | 92% | [49 empty] | Hot water cylinder | 488 | Industry | Dryer | 0 | 0 | 0
[14 empty] | 489 | Industrial Solid Fuels Boiler | 2020 | 0 | 100 | Solid Fuels |  |  | 572.9437 |  | 11.4589 | 92% | [49 empty] | Hot water cylinder | 489 | Industry | Boiler | 0 | 0 | 0
[14 empty] | 490 | Industrial Solid Fuels Boiler | 2020 | 100 | 300 | Solid Fuels |  |  | 572.9437 |  | 11.4589 | 92% | [49 empty] | Hot water cylinder | 490 | Industry | CHP | 0 | 0 | 0
[14 empty] | 491 | Industrial Solid Fuels Boiler | 2020 | 300 | 1000 | Solid Fuels |  |  | 572.9437 |  | 11.4589 | 92% | [49 empty] | Hot water cylinder | 491 | Industry | Furnace | 0 | 0 | 0
[14 empty] | 492 | Industrial Solid Fuels Boiler | 2020 | 1000 | 3000 | Solid Fuels |  |  | 572.9437 |  | 11.4589 | 92% | [49 empty] | Hot water cylinder | 492 | Industry | Boiler | 0 | 0 | 0
[14 empty] | 493 | Industrial Solid Fuels Boiler | 2020 | 3000 | 10000 | Solid Fuels |  |  | 353.9651 |  | 7.0793 | 92% | [49 empty] | Hot water cylinder | 493 | Industry | Dryer | 0 | 0 | 0
[14 empty] | 494 | Industrial Solid Fuels Boiler | 2020 | 10000 | 30000 | Solid Fuels |  |  | 228.093 |  | 4.5619 | 92% | [49 empty] | Hot water cylinder | 494 | Industry | Other Kiln | 0 | 0 | 0
[14 empty] | 495 | Industrial Solid Fuels Boiler | 2020 | 30000 | 100000000 | Solid Fuels |  |  | 140.916 |  | 2.8183 | 92% | [49 empty] | Hot water cylinder | 495 | Industry | Boiler | 0 | 0 | 0
[14 empty] | 496 | Industrial Solid Fuels Boiler | 2020 | 100000000 | 1000000000 | Solid Fuels |  |  | 90.8055 |  | 1.8161 | 92% | [49 empty] | Hot water cylinder | 496 | Industry | Dryer | 0 | 0 | 0
[14 empty] | 497 | Industrial Solid Fuels Cement/Lime Kiln | 2020 | 0 | 100 | Solid Fuels |  |  | 612.3481 |  | 12.247 | 90% | [49 empty] | Hot water cylinder | 497 | Industry | Boiler | 0 | 0 | 0
[14 empty] | 498 | Industrial Solid Fuels Cement/Lime Kiln | 2020 | 100 | 300 | Solid Fuels |  |  | 612.3481 |  | 12.247 | 90% | [49 empty] | Hot water cylinder | 498 | Industry | CHP | 0 | 0 | 0
[14 empty] | 499 | Industrial Solid Fuels Cement/Lime Kiln | 2020 | 300 | 1000 | Solid Fuels |  |  | 612.3481 |  | 12.247 | 90% | [49 empty] | Hot water cylinder | 499 | Industry | Oven | 0 | 0 | 0
[14 empty] | 500 | Industrial Solid Fuels Cement/Lime Kiln | 2020 | 1000 | 3000 | Solid Fuels |  |  | 612.3481 |  | 12.247 | 90% | [49 empty] | Hot water cylinder | 500 | Industry | Dryer | 0 | 0 | 0
[14 empty] | 501 | Industrial Solid Fuels Cement/Lime Kiln | 2020 | 3000 | 10000 | Solid Fuels |  |  | 378.3092 |  | 7.5662 | 90% | [49 empty] | Hot water cylinder | 501 | Industry | Cement/Lime Kiln | 0 | 0 | 0
[14 empty] | 502 | Industrial Solid Fuels Cement/Lime Kiln | 2020 | 10000 | 30000 | Solid Fuels |  |  | 243.7802 |  | 4.8756 | 90% | [49 empty] | Hot water cylinder | 502 | Industry | Other Kiln | 0 | 0 | 0
[14 empty] | 503 | Industrial Solid Fuels Cement/Lime Kiln | 2020 | 30000 | 100000000 | Solid Fuels |  |  | 150.6076 |  | 3.0122 | 90% | [49 empty] | Hot water cylinder | 503 | Industry | Furnace | 0 | 0 | 0
[14 empty] | 504 | Industrial Solid Fuels Cement/Lime Kiln | 2020 | 100000000 | 1000000000 | Solid Fuels |  |  | 97.0506 |  | 1.941 | 90% | [49 empty] | Hot water cylinder | 504 | Industry | Dryer | 0 | 0 | 0
[14 empty] | 505 | Industrial Solid Fuels CHP | 2020 | 0 | 100 | Solid Fuels |  |  | 922.0995 |  | 18.442 | 50% | [49 empty] | Hot water cylinder | 505 | Industry | Other Kiln | 0 | 0 | 0
[14 empty] | 506 | Industrial Solid Fuels CHP | 2020 | 100 | 300 | Solid Fuels |  |  | 922.0995 |  | 18.442 | 50% | [49 empty] | Hot water cylinder | 506 | Industry | Boiler | 0 | 0 | 0
[14 empty] | 507 | Industrial Solid Fuels CHP | 2020 | 300 | 1000 | Solid Fuels |  |  | 922.0995 |  | 18.442 | 50% | [49 empty] | Hot water cylinder | 507 | Industry | CHP | 0 | 0 | 0
[14 empty] | 508 | Industrial Solid Fuels CHP | 2020 | 1000 | 3000 | Solid Fuels |  |  | 922.0995 |  | 18.442 | 50% | [49 empty] | Hot water cylinder | 508 | Industry | Oven | 0 | 0 | 0
[14 empty] | 509 | Industrial Solid Fuels CHP | 2020 | 3000 | 10000 | Solid Fuels |  |  | 569.6738 |  | 11.3935 | 50% | [49 empty] | Hot water cylinder | 509 | Industry | Furnace | 0 | 0 | 0
[14 empty] | 510 | Industrial Solid Fuels CHP | 2020 | 10000 | 30000 | Solid Fuels |  |  | 367.0944 |  | 7.3419 | 50% | [49 empty] | Hot water cylinder | 510 | Industry | Dryer | 0 | 0 | 0
[14 empty] | 511 | Industrial Solid Fuels CHP | 2020 | 30000 | 100000000 | Solid Fuels |  |  | 226.7912 |  | 4.5358 | 50% | [49 empty] | Hot water cylinder | 511 | Industry | Boiler | 0 | 0 | 0
[14 empty] | 512 | Industrial Solid Fuels CHP | 2020 | 100000000 | 1000000000 | Solid Fuels |  |  | 146.1429 |  | 2.9229 | 50% | [49 empty] | Hot water cylinder | 512 | Industry | CHP | 0 | 0 | 0
[14 empty] | 513 | Industrial Solid Fuels Dryer | 2020 | 0 | 100 | Solid Fuels |  |  | 577.5643 |  | 11.5513 | 92% | [49 empty] | Hot water cylinder | 513 | Industry | Oven | 0 | 0 | 0
[14 empty] | 514 | Industrial Solid Fuels Dryer | 2020 | 100 | 300 | Solid Fuels |  |  | 577.5643 |  | 11.5513 | 92% | [49 empty] | Hot water cylinder | 514 | Industry | Furnace | 0 | 0 | 0
[14 empty] | 515 | Industrial Solid Fuels Dryer | 2020 | 300 | 1000 | Solid Fuels |  |  | 577.5643 |  | 11.5513 | 92% | [49 empty] | Hot water cylinder | 515 | Industry | Dryer | 0 | 0 | 0
[14 empty] | 516 | Industrial Solid Fuels Dryer | 2020 | 1000 | 3000 | Solid Fuels |  |  | 577.5643 |  | 11.5513 | 92% | [49 empty] | Hot water cylinder | 516 | Industry | Boiler | 0 | 0 | 0
[14 empty] | 517 | Industrial Solid Fuels Dryer | 2020 | 3000 | 10000 | Solid Fuels |  |  | 356.8197 |  | 7.1364 | 92% | [49 empty] | Hot water cylinder | 517 | Industry | CHP | 0 | 0 | 0
[14 empty] | 518 | Industrial Solid Fuels Dryer | 2020 | 10000 | 30000 | Solid Fuels |  |  | 229.9325 |  | 4.5987 | 92% | [49 empty] | Hot water cylinder | 518 | Industry | Furnace | 0 | 0 | 0
[14 empty] | 519 | Industrial Solid Fuels Dryer | 2020 | 30000 | 100000000 | Solid Fuels |  |  | 142.0525 |  | 2.841 | 92% | [49 empty] | Hot water cylinder | 519 | Industry | Cement/Lime Kiln | 0 | 0 | 0
[14 empty] | 520 | Industrial Solid Fuels Dryer | 2020 | 100000000 | 1000000000 | Solid Fuels |  |  | 91.5378 |  | 1.8308 | 92% | [49 empty] | Hot water cylinder | 520 | Industry | Furnace | 0 | 0 | 0
[14 empty] | 521 | Industrial Solid Fuels Furnace | 2020 | 0 | 100 | Solid Fuels |  |  | 577.5643 |  | 11.5513 | 85% | [49 empty] | Hot water cylinder | 521 | Industry | Dryer | 0 | 0 | 0
[14 empty] | 522 | Industrial Solid Fuels Furnace | 2020 | 100 | 300 | Solid Fuels |  |  | 577.5643 |  | 11.5513 | 85% | [49 empty] | Hot water cylinder | 522 | Industry | Boiler | 0 | 0 | 0
[14 empty] | 523 | Industrial Solid Fuels Furnace | 2020 | 300 | 1000 | Solid Fuels |  |  | 577.5643 |  | 11.5513 | 85% | [49 empty] | Hot water cylinder | 523 | Industry | CHP | 0 | 0 | 0
[14 empty] | 524 | Industrial Solid Fuels Furnace | 2020 | 1000 | 3000 | Solid Fuels |  |  | 577.5643 |  | 11.5513 | 85% | [49 empty] | Hot water cylinder | 524 | Industry | Furnace | 0 | 0 | 0
[14 empty] | 525 | Industrial Solid Fuels Furnace | 2020 | 3000 | 10000 | Solid Fuels |  |  | 356.8197 |  | 7.1364 | 85% | [49 empty] | Hot water cylinder | 525 | Industry | Boiler | 0 | 0 | 0
[14 empty] | 526 | Industrial Solid Fuels Furnace | 2020 | 10000 | 30000 | Solid Fuels |  |  | 229.9325 |  | 4.5987 | 85% | [49 empty] | Hot water cylinder | 526 | Industry | Dryer | 0 | 0 | 0
[14 empty] | 527 | Industrial Solid Fuels Furnace | 2020 | 30000 | 100000000 | Solid Fuels |  |  | 142.0525 |  | 2.841 | 85% | [49 empty] | Hot water cylinder | 527 | Industry | Other Kiln | 0 | 0 | 0
[14 empty] | 528 | Industrial Solid Fuels Furnace | 2020 | 100000000 | 1000000000 | Solid Fuels |  |  | 91.5378 |  | 1.8308 | 85% | [49 empty] | Hot water cylinder | 528 | Industry | Boiler | 0 | 0 | 0
[14 empty] | 529 | Industrial Solid Fuels Other Kiln | 2020 | 0 | 100 | Solid Fuels |  |  | 1102.7409 |  | 22.0548 | 85% | [49 empty] | Hot water cylinder | 529 | Industry | Dryer | 0 | 0 | 0
[14 empty] | 530 | Industrial Solid Fuels Other Kiln | 2020 | 100 | 300 | Solid Fuels |  |  | 1102.7409 |  | 22.0548 | 85% | [49 empty] | Hot water cylinder | 530 | Industry | Boiler | 0 | 0 | 0
[14 empty] | 531 | Industrial Solid Fuels Other Kiln | 2020 | 300 | 1000 | Solid Fuels |  |  | 1102.7409 |  | 22.0548 | 85% | [49 empty] | Hot water cylinder | 531 | Industry | CHP | 0 | 0 | 0
[14 empty] | 532 | Industrial Solid Fuels Other Kiln | 2020 | 1000 | 3000 | Solid Fuels |  |  | 1102.7409 |  | 22.0548 | 85% | [49 empty] | Hot water cylinder | 532 | Industry | Oven | 0 | 0 | 0
[14 empty] | 533 | Industrial Solid Fuels Other Kiln | 2020 | 3000 | 10000 | Solid Fuels |  |  | 681.2743 |  | 13.6255 | 85% | [49 empty] | Hot water cylinder | 533 | Industry | Dryer | 0 | 0 | 0
[14 empty] | 534 | Industrial Solid Fuels Other Kiln | 2020 | 10000 | 30000 | Solid Fuels |  |  | 439.0091 |  | 8.7802 | 85% | [49 empty] | Hot water cylinder | 534 | Industry | Cement/Lime Kiln | 0 | 0 | 0
[14 empty] | 535 | Industrial Solid Fuels Other Kiln | 2020 | 30000 | 100000000 | Solid Fuels |  |  | 271.2202 |  | 5.4244 | 85% | [49 empty] | Hot water cylinder | 535 | Industry | Other Kiln | 0 | 0 | 0
[14 empty] | 536 | Industrial Solid Fuels Other Kiln | 2020 | 100000000 | 1000000000 | Solid Fuels |  |  | 174.7727 |  | 3.4955 | 85% | [49 empty] | Hot water cylinder | 536 | Industry | Furnace | 0 | 0 | 0
[14 empty] | 537 | Industrial Solid Fuels Oven | 2020 | 0 | 100 | Solid Fuels |  |  | 577.5643 |  | 11.5513 | 0.92 | [49 empty] | Hot water cylinder | 537 | Industry | Dryer | 0 | 0 | 0
[14 empty] | 538 | Industrial Solid Fuels Oven | 2020 | 100 | 300 | Solid Fuels |  |  | 577.5643 |  | 11.5513 | 0.92 | [49 empty] | Hot water cylinder | 538 | Industry | Other Kiln | 0 | 0 | 0
[14 empty] | 539 | Industrial Solid Fuels Oven | 2020 | 300 | 1000 | Solid Fuels |  |  | 577.5643 |  | 11.5513 | 0.92 | [49 empty] | Hot water cylinder | 539 | Industry | Boiler | 0 | 0 | 0
[14 empty] | 540 | Industrial Solid Fuels Oven | 2020 | 1000 | 3000 | Solid Fuels |  |  | 577.5643 |  | 11.5513 | 0.92 | [49 empty] | Hot water cylinder | 540 | Industry | CHP | 0 | 0 | 0
[14 empty] | 541 | Industrial Solid Fuels Oven | 2020 | 3000 | 10000 | Solid Fuels |  |  | 356.8197 |  | 7.1364 | 0.92 | [49 empty] | Hot water cylinder | 541 | Industry | Oven | 0 | 0 | 0
[14 empty] | 542 | Industrial Solid Fuels Oven | 2020 | 10000 | 30000 | Solid Fuels |  |  | 229.9325 |  | 4.5987 | 0.92 | [49 empty] | Hot water cylinder | 542 | Industry | Furnace | 0 | 0 | 0
[14 empty] | 543 | Industrial Solid Fuels Oven | 2020 | 30000 | 100000000 | Solid Fuels |  |  | 142.0525 |  | 2.841 | 0.92 | [49 empty] | Hot water cylinder | 543 | Industry | Dryer | 0 | 0 | 0
[14 empty] | 544 | Industrial Solid Fuels Oven | 2020 | 100000000 | 1000000000 | Solid Fuels |  |  | 91.5378 |  | 1.8308 | 0.92 | [49 empty] | Hot water cylinder | 544 | Industry | Boiler | 0 | 0 | 0
[75 empty] | Hot water cylinder | 545 | Industry | CHP | 0 | 0 | 0
[75 empty] | Hot water cylinder | 546 | Industry | Oven | 0 | 0 | 0
[17 empty] | WARNING: these calculations may no longer be valid, if the input has been reordered | [57 empty] | Hot water cylinder | 547 | Industry | Furnace | 0 | 0 | 0
[75 empty] | Hot water cylinder | 548 | Industry | Dryer | 0 | 0 | 0
[75 empty] | Hot water cylinder | 549 | Industry | Boiler | 0 | 0 | 0
[17 empty] | Gas:H2 capex |  | Boiler | Cement/Lime Kiln | CHP | Dryer | Furnace | Other Kiln | Oven | [49 empty] | Hot water cylinder | 550 | Industry | CHP | 0 | 0 | 0
[17 empty] | 0 | 100 | 115.4% | 93.57% | 66.41% | 192.5% | 47.95% | 62.64% | 51.96% | [49 empty] | Hot water cylinder | 551 | Industry | Furnace | 0 | 0 | 0
[17 empty] | 100 | 300 | 115.4% | 93.57% | 66.41% | 192.5% | 47.95% | 62.64% | 51.96% | [49 empty] | Hot water cylinder | 552 | Industry | Cement/Lime Kiln | 0 | 0 | 0
[17 empty] | 300 | 1000 | 115.4% | 93.57% | 66.41% | 192.5% | 47.95% | 62.64% | 51.96% | [49 empty] | Hot water cylinder | 553 | Industry | Furnace | 0 | 0 | 0
[17 empty] | 1000 | 3000 | 115.4% | 93.57% | 66.41% | 192.5% | 47.95% | 62.64% | 51.96% | [49 empty] | Hot water cylinder | 554 | Industry | Dryer | 0 | 0 | 0
[17 empty] | 3000 | 10000 | 117% | 93.57% | 66.41% | 192.5% | 47.95% | 62.64% | 51.96% | [49 empty] | Hot water cylinder | 555 | Industry | Boiler | 0 | 0 | 0
[17 empty] | 10000 | 30000 | 118.5% | 93.57% | 66.41% | 192.5% | 47.95% | 62.64% | 51.96% | [49 empty] | Hot water cylinder | 556 | Industry | CHP | 0 | 0 | 0
[17 empty] | 30000 | 100000 | 120.4% | 93.57% | 66.41% | 192.5% | 47.95% | 62.64% | 51.96% | [49 empty] | Hot water cylinder | 557 | Industry | Furnace | 0 | 0 | 0
[17 empty] | 100000 | 1000000 | 122.3% | 93.57% | 66.41% | 192.5% | 47.95% | 62.64% | 51.96% | [49 empty] | Hot water cylinder | 558 | Industry | Boiler | 0 | 0 | 0
[75 empty] | Hot water cylinder | 559 | Industry | Dryer | 0 | 0 | 0
[17 empty] | Gas:H2 opex |  | Boiler | Cement/Lime Kiln | CHP | Dryer | Furnace | Other Kiln | Oven | [49 empty] | Hot water cylinder | 560 | Industry | Other Kiln | 0 | 0 | 0
[17 empty] | 0 | 100 | 115.4% | 93.57% | 66.41% | 192.5% | 47.95% | 62.64% | 51.96% | [49 empty] | Hot water cylinder | 561 | Industry | Boiler | 0 | 0 | 0
[17 empty] | 100 | 300 | 115.4% | 93.57% | 66.41% | 192.5% | 47.95% | 62.64% | 51.96% | [49 empty] | Hot water cylinder | 562 | Industry | Dryer | 0 | 0 | 0
[17 empty] | 300 | 1000 | 115.4% | 93.57% | 66.41% | 192.5% | 47.95% | 62.64% | 51.96% | [49 empty] | Hot water cylinder | 563 | Industry | Boiler | 0 | 0 | 0
[17 empty] | 1000 | 3000 | 115.4% | 93.57% | 66.41% | 192.5% | 47.95% | 62.64% | 51.96% | [49 empty] | Hot water cylinder | 564 | Industry | CHP | 0 | 0 | 0
[17 empty] | 3000 | 10000 | 117% | 93.57% | 66.41% | 192.5% | 47.95% | 62.64% | 51.96% | [49 empty] | Hot water cylinder | 565 | Industry | Oven | 0 | 0 | 0
[17 empty] | 10000 | 30000 | 118.5% | 93.57% | 66.41% | 192.5% | 47.95% | 62.64% | 51.96% | [49 empty] | Hot water cylinder | 566 | Industry | Dryer | 0 | 0 | 0
[17 empty] | 30000 | 100000 | 120.4% | 93.57% | 66.41% | 192.5% | 47.95% | 62.64% | 51.96% | [49 empty] | Hot water cylinder | 567 | Industry | Cement/Lime Kiln | 0 | 0 | 0
[17 empty] | 100000 | 1000000 | 122.3% | 93.57% | 66.41% | 192.5% | 47.95% | 62.64% | 51.96% | [49 empty] | Hot water cylinder | 568 | Industry | Other Kiln | 0 | 0 | 0
[75 empty] | Hot water cylinder | 569 | Industry | Furnace | 0 | 0 | 0
[75 empty] | Hot water cylinder | 570 | Industry | Dryer | 0 | 0 | 0
[75 empty] | Hot water cylinder | 571 | Industry | Other Kiln | 0 | 0 | 0
[75 empty] | Hot water cylinder | 572 | Industry | Boiler | 0 | 0 | 0
[75 empty] | Hot water cylinder | 573 | Industry | CHP | 0 | 0 | 0
[75 empty] | Hot water cylinder | 574 | Industry | Oven | 0 | 0 | 0
[75 empty] | Hot water cylinder | 575 | Industry | Furnace | 0 | 0 | 0
[75 empty] | Hot water cylinder | 576 | Industry | Dryer | 0 | 0 | 0
[75 empty] | Hot water cylinder | 577 | Industry | Boiler | 0 | 0 | 0
[75 empty] | Hot water cylinder | 578 | Industry | CHP | 0 | 0 | 0
[75 empty] | Hot water cylinder | 579 | Industry | Oven | 0 | 0 | 0
[75 empty] | Hot water cylinder | 580 | Industry | Furnace | 0 | 0 | 0
[75 empty] | Hot water cylinder | 581 | Industry | Dryer | 0 | 0 | 0
[75 empty] | Hot water cylinder | 582 | Industry | Boiler | 0 | 0 | 0
[75 empty] | Hot water cylinder | 583 | Industry | CHP | 0 | 0 | 0
[75 empty] | Hot water cylinder | 584 | Industry | Furnace | 0 | 0 | 0
[75 empty] | Hot water cylinder | 585 | Industry | Cement/Lime Kiln | 0 | 0 | 0
[75 empty] | Hot water cylinder | 586 | Industry | Furnace | 0 | 0 | 0
[75 empty] | Hot water cylinder | 587 | Industry | Dryer | 0 | 0 | 0
[75 empty] | Hot water cylinder | 588 | Industry | Boiler | 0 | 0 | 0
[75 empty] | Hot water cylinder | 589 | Industry | CHP | 0 | 0 | 0
[75 empty] | Hot water cylinder | 590 | Industry | Furnace | 0 | 0 | 0
[75 empty] | Hot water cylinder | 591 | Industry | Boiler | 0 | 0 | 0
[75 empty] | Hot water cylinder | 592 | Industry | Dryer | 0 | 0 | 0
[75 empty] | Hot water cylinder | 593 | Industry | Other Kiln | 0 | 0 | 0
[75 empty] | Hot water cylinder | 594 | Industry | Boiler | 0 | 0 | 0
[75 empty] | Hot water cylinder | 595 | Industry | Dryer | 0 | 0 | 0
[75 empty] | Hot water cylinder | 596 | Industry | Boiler | 0 | 0 | 0
[75 empty] | Hot water cylinder | 597 | Industry | CHP | 0 | 0 | 0
[75 empty] | Hot water cylinder | 598 | Industry | Oven | 0 | 0 | 0
[75 empty] | Hot water cylinder | 599 | Industry | Dryer | 0 | 0 | 0
[75 empty] | Hot water cylinder | 600 | Industry | Cement/Lime Kiln | 0 | 0 | 0
[75 empty] | Hot water cylinder | 601 | Industry | Other Kiln | 0 | 0 | 0
[75 empty] | Hot water cylinder | 602 | Industry | Furnace | 0 | 0 | 0
[75 empty] | Hot water cylinder | 603 | Industry | Dryer | 0 | 0 | 0
[75 empty] | Hot water cylinder | 604 | Industry | Other Kiln | 0 | 0 | 0
[75 empty] | Hot water cylinder | 605 | Industry | Boiler | 0 | 0 | 0
[75 empty] | Hot water cylinder | 606 | Industry | CHP | 0 | 0 | 0
[75 empty] | Hot water cylinder | 607 | Industry | Oven | 0 | 0 | 0
[75 empty] | Hot water cylinder | 608 | Industry | Furnace | 0 | 0 | 0
[75 empty] | Hot water cylinder | 609 | Industry | Dryer | 0 | 0 | 0
[75 empty] | Hot water cylinder | 610 | Industry | Boiler | 0 | 0 | 0
[75 empty] | Hot water cylinder | 611 | Industry | CHP | 0 | 0 | 0
[75 empty] | Hot water cylinder | 612 | Industry | Oven | 0 | 0 | 0
[75 empty] | Hot water cylinder | 613 | Industry | Furnace | 0 | 0 | 0
[75 empty] | Hot water cylinder | 614 | Industry | Dryer | 0 | 0 | 0
[75 empty] | Hot water cylinder | 615 | Industry | Boiler | 0 | 0 | 0
[75 empty] | Hot water cylinder | 616 | Industry | CHP | 0 | 0 | 0
[75 empty] | Hot water cylinder | 617 | Industry | Furnace | 0 | 0 | 0
[75 empty] | Hot water cylinder | 618 | Industry | Cement/Lime Kiln | 0 | 0 | 0
[75 empty] | Hot water cylinder | 619 | Industry | Furnace | 0 | 0 | 0
[75 empty] | Hot water cylinder | 620 | Industry | Dryer | 0 | 0 | 0
[75 empty] | Hot water cylinder | 621 | Industry | Boiler | 0 | 0 | 0
[75 empty] | Hot water cylinder | 622 | Industry | CHP | 0 | 0 | 0
[75 empty] | Hot water cylinder | 623 | Industry | Furnace | 0 | 0 | 0
[75 empty] | Hot water cylinder | 624 | Industry | Boiler | 0 | 0 | 0
[75 empty] | Hot water cylinder | 625 | Industry | Dryer | 0 | 0 | 0
[75 empty] | Hot water cylinder | 626 | Industry | Other Kiln | 0 | 0 | 0
[75 empty] | Hot water cylinder | 627 | Industry | Boiler | 0 | 0 | 0
[75 empty] | Hot water cylinder | 628 | Industry | Dryer | 0 | 0 | 0
[75 empty] | Hot water cylinder | 629 | Industry | Boiler | 0 | 0 | 0
[75 empty] | Hot water cylinder | 630 | Industry | CHP | 0 | 0 | 0
[75 empty] | Hot water cylinder | 631 | Industry | Oven | 0 | 0 | 0
[75 empty] | Hot water cylinder | 632 | Industry | Dryer | 0 | 0 | 0
[75 empty] | Hot water cylinder | 633 | Industry | Cement/Lime Kiln | 0 | 0 | 0
[75 empty] | Hot water cylinder | 634 | Industry | Other Kiln | 0 | 0 | 0
[75 empty] | Hot water cylinder | 635 | Industry | Furnace | 0 | 0 | 0
[75 empty] | Hot water cylinder | 636 | Industry | Dryer | 0 | 0 | 0
[75 empty] | Hot water cylinder | 637 | Industry | Other Kiln | 0 | 0 | 0
[75 empty] | Hot water cylinder | 638 | Industry | Boiler | 0 | 0 | 0
[75 empty] | Hot water cylinder | 639 | Industry | CHP | 0 | 0 | 0
[75 empty] | Hot water cylinder | 640 | Industry | Oven | 0 | 0 | 0
[75 empty] | Hot water cylinder | 641 | Industry | Furnace | 0 | 0 | 0
[75 empty] | Hot water cylinder | 642 | Industry | Dryer | 0 | 0 | 0
[75 empty] | Hot water cylinder | 643 | Industry | Boiler | 0 | 0 | 0
[75 empty] | Hot water cylinder | 644 | Industry | CHP | 0 | 0 | 0
[75 empty] | Hot water cylinder | 645 | Industry | Oven | 0 | 0 | 0
[75 empty] | Hot water cylinder | 646 | Industry | Furnace | 0 | 0 | 0
[75 empty] | Hot water cylinder | 647 | Industry | Dryer | 0 | 0 | 0
[75 empty] | Hot water cylinder | 648 | Industry | Boiler | 0 | 0 | 0
[75 empty] | Hot water cylinder | 649 | Industry | CHP | 0 | 0 | 0
[75 empty] | Hot water cylinder | 650 | Industry | Furnace | 0 | 0 | 0
[75 empty] | Hot water cylinder | 651 | Industry | Cement/Lime Kiln | 0 | 0 | 0
[75 empty] | Hot water cylinder | 652 | Industry | Furnace | 0 | 0 | 0
[75 empty] | Hot water cylinder | 653 | Industry | Dryer | 0 | 0 | 0
[75 empty] | Hot water cylinder | 654 | Industry | Boiler | 0 | 0 | 0
[75 empty] | Hot water cylinder | 655 | Industry | CHP | 0 | 0 | 0
[75 empty] | Hot water cylinder | 656 | Industry | Furnace | 0 | 0 | 0
[75 empty] | Hot water cylinder | 657 | Industry | Boiler | 0 | 0 | 0
[75 empty] | Hot water cylinder | 658 | Industry | Dryer | 0 | 0 | 0
[75 empty] | Hot water cylinder | 659 | Industry | Other Kiln | 0 | 0 | 0
[75 empty] | Hot water cylinder | 660 | Industry | Boiler | 0 | 0 | 0
[75 empty] | Hot water cylinder | 661 | Industry | Dryer | 0 | 0 | 0
[75 empty] | Hot water cylinder | 662 | Industry | Boiler | 0 | 0 | 0
[75 empty] | Hot water cylinder | 663 | Industry | CHP | 0 | 0 | 0
[75 empty] | Hot water cylinder | 664 | Industry | Oven | 0 | 0 | 0
[75 empty] | Hot water cylinder | 665 | Industry | Dryer | 0 | 0 | 0
[75 empty] | Hot water cylinder | 666 | Industry | Cement/Lime Kiln | 0 | 0 | 0
[75 empty] | Hot water cylinder | 667 | Industry | Other Kiln | 0 | 0 | 0
[75 empty] | Hot water cylinder | 668 | Industry | Furnace | 0 | 0 | 0
[75 empty] | Hot water cylinder | 669 | Industry | Dryer | 0 | 0 | 0
[75 empty] | Hot water cylinder | 670 | Industry | Other Kiln | 0 | 0 | 0
[75 empty] | Hot water cylinder | 671 | Industry | Boiler | 0 | 0 | 0
[75 empty] | Hot water cylinder | 672 | Industry | CHP | 0 | 0 | 0
[75 empty] | Hot water cylinder | 673 | Industry | Oven | 0 | 0 | 0
[75 empty] | Hot water cylinder | 674 | Industry | Furnace | 0 | 0 | 0
[75 empty] | Hot water cylinder | 675 | Industry | Dryer | 0 | 0 | 0
[75 empty] | Hot water cylinder | 676 | Industry | Boiler | 0 | 0 | 0
[75 empty] | Hot water cylinder | 677 | Industry | CHP | 0 | 0 | 0
[75 empty] | Hot water cylinder | 678 | Industry | Oven | 0 | 0 | 0
[75 empty] | Hot water cylinder | 679 | Industry | Furnace | 0 | 0 | 0
[75 empty] | Hot water cylinder | 680 | Industry | Dryer | 0 | 0 | 0
[75 empty] | Communal distribution system | 1 | Commercial | Electric heating |  | 1 | 0
[75 empty] | Communal distribution system | 2 | Commercial | Electric heating |  | 1 | 0
[75 empty] | Communal distribution system | 3 | Commercial | Gas boiler |  | 0 | 0
[75 empty] | Communal distribution system | 4 | Commercial | Gas boiler |  | 0 | 0
[75 empty] | Communal distribution system | 5 | Commercial | Gas boiler |  | 0 | 0
[75 empty] | Communal distribution system | 6 | Commercial | Oil boiler |  | 1 | 0
[75 empty] | Communal distribution system | 7 | Commercial | Oil boiler |  | 1 | 0
[75 empty] | Communal distribution system | 8 | Commercial | Oil boiler |  | 1 | 0
[75 empty] | Communal distribution system | 9 | Commercial | Oil boiler |  | 1 | 0
[75 empty] | Communal distribution system | 10 | Commercial | Oil boiler |  | 1 | 0
[75 empty] | Communal distribution system | 11 | Commercial | Oil boiler |  | 1 | 0
[75 empty] | Communal distribution system | 12 | Commercial | Electric heating |  | 1 | 0
[75 empty] | Communal distribution system | 13 | Commercial | Electric heating |  | 1 | 0
[75 empty] | Communal distribution system | 14 | Commercial | Electric heating |  | 1 | 0
[75 empty] | Communal distribution system | 15 | Commercial | Electric heating |  | 1 | 0
[75 empty] | Communal distribution system | 16 | Commercial | Electric heating |  | 1 | 0
[75 empty] | Communal distribution system | 17 | Commercial | Gas boiler |  | 0 | 0
[75 empty] | Communal distribution system | 18 | Commercial | Gas boiler |  | 0 | 0
[75 empty] | Communal distribution system | 19 | Commercial | Gas boiler |  | 0 | 0
[75 empty] | Communal distribution system | 20 | Commercial | Gas boiler |  | 0 | 0
[75 empty] | Communal distribution system | 21 | Commercial | Oil boiler |  | 1 | 0
[75 empty] | Communal distribution system | 22 | Commercial | Oil boiler |  | 1 | 0
[75 empty] | Communal distribution system | 23 | Commercial | Electric heating |  | 1 | 0
[75 empty] | Communal distribution system | 24 | Commercial | Electric heating |  | 1 | 0
[75 empty] | Communal distribution system | 25 | Commercial | Electric heating |  | 1 | 0
[75 empty] | Communal distribution system | 26 | Commercial | Electric heating |  | 1 | 0
[75 empty] | Communal distribution system | 27 | Commercial | Electric heating |  | 1 | 0
[75 empty] | Communal distribution system | 28 | Commercial | Electric heating |  | 1 | 0
[75 empty] | Communal distribution system | 29 | Commercial | Electric heating |  | 1 | 0
[75 empty] | Communal distribution system | 30 | Commercial | Electric heating |  | 1 | 0
[75 empty] | Communal distribution system | 31 | Commercial | Electric heating |  | 1 | 0
[75 empty] | Communal distribution system | 32 | Commercial | Electric heating |  | 1 | 0
[75 empty] | Communal distribution system | 33 | Commercial | Electric heating |  | 1 | 0
[75 empty] | Communal distribution system | 34 | Commercial | Gas boiler |  | 0 | 0
[75 empty] | Communal distribution system | 35 | Commercial | Gas boiler |  | 0 | 0
[75 empty] | Communal distribution system | 36 | Commercial | Oil boiler |  | 1 | 0
[75 empty] | Communal distribution system | 37 | Commercial | Oil boiler |  | 1 | 0
[75 empty] | Communal distribution system | 38 | Commercial | Oil boiler |  | 1 | 0
[75 empty] | Communal distribution system | 39 | Commercial | Oil boiler |  | 1 | 0
[75 empty] | Communal distribution system | 40 | Commercial | Electric heating |  | 1 | 0
[75 empty] | Communal distribution system | 41 | Commercial | Electric heating |  | 1 | 0
[75 empty] | Communal distribution system | 42 | Commercial | Electric heating |  | 1 | 0
[75 empty] | Communal distribution system | 43 | Commercial | Electric heating |  | 1 | 0
[75 empty] | Communal distribution system | 44 | Commercial | Electric heating |  | 1 | 0
[75 empty] | Communal distribution system | 45 | Commercial | Electric heating |  | 1 | 0
[75 empty] | Communal distribution system | 46 | Commercial | Electric heating |  | 1 | 0
[75 empty] | Communal distribution system | 47 | Commercial | Electric heating |  | 1 | 0
[75 empty] | Communal distribution system | 48 | Commercial | Electric heating |  | 1 | 0
[75 empty] | Communal distribution system | 49 | Commercial | Electric heating |  | 1 | 0
[75 empty] | Communal distribution system | 50 | Commercial | Electric heating |  | 1 | 0
[75 empty] | Communal distribution system | 51 | Commercial | Electric heating |  | 1 | 0
[75 empty] | Communal distribution system | 52 | Commercial | Gas boiler |  | 0 | 0
[75 empty] | Communal distribution system | 53 | Commercial | Gas boiler |  | 0 | 0
[75 empty] | Communal distribution system | 54 | Commercial | Gas boiler |  | 0 | 0
[75 empty] | Communal distribution system | 55 | Commercial | Gas boiler |  | 0 | 0
[75 empty] | Communal distribution system | 56 | Commercial | Gas boiler |  | 0 | 0
[75 empty] | Communal distribution system | 57 | Commercial | Gas boiler |  | 0 | 0
[75 empty] | Communal distribution system | 58 | Commercial | Gas boiler |  | 0 | 0
[75 empty] | Communal distribution system | 59 | Commercial | Oil boiler |  | 1 | 0
[75 empty] | Communal distribution system | 60 | Commercial | Oil boiler |  | 1 | 0
[75 empty] | Communal distribution system | 61 | Commercial | Oil boiler |  | 1 | 0
[75 empty] | Communal distribution system | 62 | Commercial | Oil boiler |  | 1 | 0
[75 empty] | Communal distribution system | 63 | Commercial | Oil boiler |  | 1 | 0
[75 empty] | Communal distribution system | 64 | Commercial | Oil boiler |  | 1 | 0
[75 empty] | Communal distribution system | 65 | Commercial | Oil boiler |  | 1 | 0
[75 empty] | Communal distribution system | 66 | Commercial | Electric heating |  | 1 | 0
[75 empty] | Communal distribution system | 67 | Commercial | Electric heating |  | 1 | 0
[75 empty] | Communal distribution system | 68 | Commercial | Electric heating |  | 1 | 0
[75 empty] | Communal distribution system | 69 | Commercial | Electric heating |  | 1 | 0
[75 empty] | Communal distribution system | 70 | Commercial | Electric heating |  | 1 | 0
[75 empty] | Communal distribution system | 71 | Commercial | Electric heating |  | 1 | 0
[75 empty] | Communal distribution system | 72 | Commercial | Electric heating |  | 1 | 0
[75 empty] | Communal distribution system | 73 | Commercial | Electric heating |  | 1 | 0
[75 empty] | Communal distribution system | 74 | Commercial | Electric heating |  | 1 | 0
[75 empty] | Communal distribution system | 75 | Commercial | Electric heating |  | 1 | 0
[75 empty] | Communal distribution system | 76 | Commercial | Gas boiler |  | 0 | 0
[75 empty] | Communal distribution system | 77 | Commercial | Gas boiler |  | 0 | 0
[75 empty] | Communal distribution system | 78 | Commercial | Gas boiler |  | 0 | 0
[75 empty] | Communal distribution system | 79 | Commercial | Gas boiler |  | 0 | 0
[75 empty] | Communal distribution system | 80 | Commercial | Oil boiler |  | 1 | 0
[75 empty] | Communal distribution system | 81 | Commercial | Oil boiler |  | 1 | 0
[75 empty] | Communal distribution system | 82 | Commercial | Oil boiler |  | 1 | 0
[75 empty] | Communal distribution system | 83 | Commercial | Oil boiler |  | 1 | 0
[75 empty] | Communal distribution system | 84 | Commercial | Electric heating |  | 1 | 0
[75 empty] | Communal distribution system | 85 | Commercial | Electric heating |  | 1 | 0
[75 empty] | Communal distribution system | 86 | Commercial | Electric heating |  | 1 | 0
[75 empty] | Communal distribution system | 87 | Commercial | Electric heating |  | 1 | 0
[75 empty] | Communal distribution system | 88 | Commercial | Electric heating |  | 1 | 0
[75 empty] | Communal distribution system | 89 | Commercial | Electric heating |  | 1 | 0
[75 empty] | Communal distribution system | 90 | Commercial | Electric heating |  | 1 | 0
[75 empty] | Communal distribution system | 91 | Commercial | Electric heating |  | 1 | 0
[75 empty] | Communal distribution system | 92 | Commercial | Electric heating |  | 1 | 0
[75 empty] | Communal distribution system | 93 | Commercial | Electric heating |  | 1 | 0
[75 empty] | Communal distribution system | 94 | Commercial | Gas boiler |  | 0 | 0
[75 empty] | Communal distribution system | 95 | Commercial | Gas boiler |  | 0 | 0
[75 empty] | Communal distribution system | 96 | Commercial | Gas boiler |  | 0 | 0
[75 empty] | Communal distribution system | 97 | Commercial | Gas boiler |  | 0 | 0
[75 empty] | Communal distribution system | 98 | Commercial | Oil boiler |  | 1 | 0
[75 empty] | Communal distribution system | 99 | Commercial | Oil boiler |  | 1 | 0
[75 empty] | Communal distribution system | 100 | Commercial | Oil boiler |  | 1 | 0
[75 empty] | Communal distribution system | 101 | Commercial | Oil boiler |  | 1 | 0
[75 empty] | Communal distribution system | 102 | Commercial | Oil boiler |  | 1 | 0
[75 empty] | Communal distribution system | 103 | Commercial | Oil boiler |  | 1 | 0
[75 empty] | Communal distribution system | 104 | Commercial | Electric heating |  | 1 | 0
[75 empty] | Communal distribution system | 105 | Commercial | Electric heating |  | 1 | 0
[75 empty] | Communal distribution system | 106 | Commercial | Electric heating |  | 1 | 0
[75 empty] | Communal distribution system | 107 | Commercial | Electric heating |  | 1 | 0
[75 empty] | Communal distribution system | 108 | Commercial | Gas boiler |  | 0 | 0
[75 empty] | Communal distribution system | 109 | Commercial | Gas boiler |  | 0 | 0
[75 empty] | Communal distribution system | 110 | Commercial | Oil boiler |  | 1 | 0
[75 empty] | Communal distribution system | 111 | Commercial | Oil boiler |  | 1 | 0
[75 empty] | Communal distribution system | 112 | Commercial | Electric heating |  | 1 | 0
[75 empty] | Communal distribution system | 113 | Commercial | Oil boiler |  | 1 | 0
[75 empty] | Communal distribution system | 114 | Commercial | Oil boiler |  | 1 | 0
[75 empty] | Communal distribution system | 115 | Commercial | Oil boiler |  | 1 | 0
[75 empty] | Communal distribution system | 116 | Public | Oil boiler |  | 1 | 0
[75 empty] | Communal distribution system | 117 | Public | Oil boiler |  | 1 | 0
[75 empty] | Communal distribution system | 118 | Public | Gas boiler |  | 0 | 0
[75 empty] | Communal distribution system | 119 | Public | Gas boiler |  | 0 | 0
[75 empty] | Communal distribution system | 120 | Public | Gas boiler |  | 0 | 0
[75 empty] | Communal distribution system | 121 | Public | Gas boiler |  | 0 | 0
[75 empty] | Communal distribution system | 122 | Public | Gas boiler |  | 0 | 0
[75 empty] | Communal distribution system | 123 | Public | Oil boiler |  | 1 | 0
[75 empty] | Communal distribution system | 124 | Public | Oil boiler |  | 1 | 0
[75 empty] | Communal distribution system | 125 | Public | Oil boiler |  | 1 | 0
[75 empty] | Communal distribution system | 126 | Public | Oil boiler |  | 1 | 0
[75 empty] | Communal distribution system | 127 | Public | Oil boiler |  | 1 | 0
[75 empty] | Communal distribution system | 128 | Public | Oil boiler |  | 1 | 0
[75 empty] | Communal distribution system | 129 | Public | Gas boiler |  | 0 | 0
[75 empty] | Communal distribution system | 130 | Public | Gas boiler |  | 0 | 0
[75 empty] | Communal distribution system | 131 | Public | Gas boiler |  | 0 | 0
[75 empty] | Communal distribution system | 132 | Public | Gas boiler |  | 0 | 0
[75 empty] | Communal distribution system | 133 | Public | Electric heating |  | 1 | 0
[75 empty] | Communal distribution system | 134 | Public | Electric heating |  | 1 | 0
[75 empty] | Communal distribution system | 135 | Public | Electric heating |  | 1 | 0
[75 empty] | Communal distribution system | 136 | Public | Electric heating |  | 1 | 0
[75 empty] | Communal distribution system | 137 | Public | Electric heating |  | 1 | 0
[75 empty] | Communal distribution system | 138 | Public | Gas boiler |  | 0 | 0
[75 empty] | Communal distribution system | 139 | Public | Gas boiler |  | 0 | 0
[75 empty] | Communal distribution system | 140 | Public | Gas boiler |  | 0 | 0
[75 empty] | Communal distribution system | 141 | Public | Oil boiler |  | 1 | 0
[75 empty] | Communal distribution system | 142 | Public | Oil boiler |  | 1 | 0
[75 empty] | Communal distribution system | 143 | Public | Gas boiler |  | 0 | 0
[75 empty] | Communal distribution system | 144 | Public | Gas boiler |  | 0 | 0
[75 empty] | Communal distribution system | 145 | Public | Oil boiler |  | 1 | 0
[75 empty] | Communal distribution system | 146 | Public | Gas boiler |  | 0 | 0
[75 empty] | Communal distribution system | 147 | Public | Gas boiler |  | 0 | 0
[75 empty] | Communal distribution system | 148 | Public | Electric heating |  | 1 | 0
[75 empty] | Communal distribution system | 149 | Public | Electric heating |  | 1 | 0
[75 empty] | Communal distribution system | 150 | Public | Gas boiler |  | 0 | 0
[75 empty] | Communal distribution system | 151 | Public | Gas boiler |  | 0 | 0
[75 empty] | Communal distribution system | 152 | Public | Electric heating |  | 1 | 0
[75 empty] | Communal distribution system | 153 | Public | Electric heating |  | 1 | 0
[75 empty] | Communal distribution system | 154 | Public | Electric heating |  | 1 | 0
[75 empty] | Communal distribution system | 155 | Public | Gas boiler |  | 0 | 0
[75 empty] | Communal distribution system | 156 | Public | Gas boiler |  | 0 | 0
[75 empty] | Communal distribution system | 157 | Public | Electric heating |  | 1 | 0
[75 empty] | Communal distribution system | 158 | Public | Electric heating |  | 1 | 0
[75 empty] | Communal distribution system | 159 | Public | Gas boiler |  | 0 | 0
[75 empty] | Communal distribution system | 160 | Public | Gas boiler |  | 0 | 0
[75 empty] | Communal distribution system | 161 | Public | Oil boiler |  | 1 | 0
[75 empty] | Communal distribution system | 162 | Residential | Electric heating |  | 1 | 7121.7988
[75 empty] | Communal distribution system | 163 | Residential | Electric heating |  | 1 | 7121.7988
[75 empty] | Communal distribution system | 164 | Residential | Electric heating |  | 1 | 7121.7988
[75 empty] | Communal distribution system | 165 | Residential | Electric heating |  | 1 | 7121.7988
[75 empty] | Communal distribution system | 166 | Residential | Electric heating |  | 1 | 7121.7988
[75 empty] | Communal distribution system | 167 | Residential | Electric heating |  | 1 | 7121.7988
[75 empty] | Communal distribution system | 168 | Residential | Electric heating |  | 1 | 7121.7988
[75 empty] | Communal distribution system | 169 | Residential | Gas boiler |  | 0 | 7121.7988
[75 empty] | Communal distribution system | 170 | Residential | Gas boiler |  | 0 | 7121.7988
[75 empty] | Communal distribution system | 171 | Residential | Gas boiler |  | 0 | 7121.7988
[75 empty] | Communal distribution system | 172 | Residential | Gas boiler |  | 0 | 7121.7988
[75 empty] | Communal distribution system | 173 | Residential | Gas boiler |  | 0 | 7121.7988
[75 empty] | Communal distribution system | 174 | Residential | Gas boiler |  | 0 | 7121.7988
[75 empty] | Communal distribution system | 175 | Residential | Gas boiler |  | 0 | 7121.7988
[75 empty] | Communal distribution system | 176 | Residential | Oil boiler |  | 1 | 7121.7988
[75 empty] | Communal distribution system | 177 | Residential | Oil boiler |  | 1 | 7121.7988
[75 empty] | Communal distribution system | 178 | Residential | Oil boiler |  | 1 | 7121.7988
[75 empty] | Communal distribution system | 179 | Residential | Oil boiler |  | 1 | 7121.7988
[75 empty] | Communal distribution system | 180 | Residential | Oil boiler |  | 1 | 7121.7988
[75 empty] | Communal distribution system | 181 | Residential | Oil boiler |  | 1 | 7121.7988
[75 empty] | Communal distribution system | 182 | Residential | Oil boiler |  | 1 | 7121.7988
[75 empty] | Communal distribution system | 183 | Residential | Solid boiler |  | 1 | 7121.7988
[75 empty] | Communal distribution system | 184 | Residential | Solid boiler |  | 1 | 7121.7988
[75 empty] | Communal distribution system | 185 | Residential | Solid boiler |  | 1 | 7121.7988
[75 empty] | Communal distribution system | 186 | Residential | Solid boiler |  | 1 | 7121.7988
[75 empty] | Communal distribution system | 187 | Residential | Solid boiler |  | 1 | 7121.7988
[75 empty] | Communal distribution system | 188 | Residential | Solid boiler |  | 1 | 7121.7988
[75 empty] | Communal distribution system | 189 | Residential | Solid boiler |  | 1 | 7121.7988
[75 empty] | Communal distribution system | 190 | Residential | Electric heating |  | 1 | 0
[75 empty] | Communal distribution system | 191 | Residential | Electric heating |  | 1 | 0
[75 empty] | Communal distribution system | 192 | Residential | Electric heating |  | 1 | 0
[75 empty] | Communal distribution system | 193 | Residential | Electric heating |  | 1 | 0
[75 empty] | Communal distribution system | 194 | Residential | Electric heating |  | 1 | 0
[75 empty] | Communal distribution system | 195 | Residential | Electric heating |  | 1 | 0
[75 empty] | Communal distribution system | 196 | Residential | Electric heating |  | 1 | 0
[75 empty] | Communal distribution system | 197 | Residential | Gas boiler |  | 0 | 0
[75 empty] | Communal distribution system | 198 | Residential | Gas boiler |  | 0 | 0
[75 empty] | Communal distribution system | 199 | Residential | Gas boiler |  | 0 | 0
[75 empty] | Communal distribution system | 200 | Residential | Gas boiler |  | 0 | 0
[75 empty] | Communal distribution system | 201 | Residential | Gas boiler |  | 0 | 0
[75 empty] | Communal distribution system | 202 | Residential | Gas boiler |  | 0 | 0
[75 empty] | Communal distribution system | 203 | Residential | Gas boiler |  | 0 | 0
[75 empty] | Communal distribution system | 204 | Residential | Oil boiler |  | 1 | 0
[75 empty] | Communal distribution system | 205 | Residential | Oil boiler |  | 1 | 0
[75 empty] | Communal distribution system | 206 | Residential | Oil boiler |  | 1 | 0
[75 empty] | Communal distribution system | 207 | Residential | Oil boiler |  | 1 | 0
[75 empty] | Communal distribution system | 208 | Residential | Oil boiler |  | 1 | 0
[75 empty] | Communal distribution system | 209 | Residential | Oil boiler |  | 1 | 0
[75 empty] | Communal distribution system | 210 | Residential | Oil boiler |  | 1 | 0
[75 empty] | Communal distribution system | 211 | Residential | Solid boiler |  | 1 | 0
[75 empty] | Communal distribution system | 212 | Residential | Solid boiler |  | 1 | 0
[75 empty] | Communal distribution system | 213 | Residential | Solid boiler |  | 1 | 0
[75 empty] | Communal distribution system | 214 | Residential | Solid boiler |  | 1 | 0
[75 empty] | Communal distribution system | 215 | Residential | Solid boiler |  | 1 | 0
[75 empty] | Communal distribution system | 216 | Residential | Solid boiler |  | 1 | 0
[75 empty] | Communal distribution system | 217 | Residential | Solid boiler |  | 1 | 0
[75 empty] | Communal distribution system | 218 | Residential | Electric heating |  | 1 | 0
[75 empty] | Communal distribution system | 219 | Residential | Electric heating |  | 1 | 0
[75 empty] | Communal distribution system | 220 | Residential | Electric heating |  | 1 | 0
[75 empty] | Communal distribution system | 221 | Residential | Electric heating |  | 1 | 0
[75 empty] | Communal distribution system | 222 | Residential | Electric heating |  | 1 | 0
[75 empty] | Communal distribution system | 223 | Residential | Electric heating |  | 1 | 0
[75 empty] | Communal distribution system | 224 | Residential | Electric heating |  | 1 | 0
[75 empty] | Communal distribution system | 225 | Residential | Gas boiler |  | 0 | 0
[75 empty] | Communal distribution system | 226 | Residential | Gas boiler |  | 0 | 0
[75 empty] | Communal distribution system | 227 | Residential | Gas boiler |  | 0 | 0
[75 empty] | Communal distribution system | 228 | Residential | Gas boiler |  | 0 | 0
[75 empty] | Communal distribution system | 229 | Residential | Gas boiler |  | 0 | 0
[75 empty] | Communal distribution system | 230 | Residential | Gas boiler |  | 0 | 0
[75 empty] | Communal distribution system | 231 | Residential | Gas boiler |  | 0 | 0
[75 empty] | Communal distribution system | 232 | Residential | Oil boiler |  | 1 | 0
[75 empty] | Communal distribution system | 233 | Residential | Oil boiler |  | 1 | 0
[75 empty] | Communal distribution system | 234 | Residential | Oil boiler |  | 1 | 0
[75 empty] | Communal distribution system | 235 | Residential | Oil boiler |  | 1 | 0
[75 empty] | Communal distribution system | 236 | Residential | Oil boiler |  | 1 | 0
[75 empty] | Communal distribution system | 237 | Residential | Oil boiler |  | 1 | 0
[75 empty] | Communal distribution system | 238 | Residential | Oil boiler |  | 1 | 0
[75 empty] | Communal distribution system | 239 | Residential | Solid boiler |  | 1 | 0
[75 empty] | Communal distribution system | 240 | Residential | Solid boiler |  | 1 | 0
[75 empty] | Communal distribution system | 241 | Residential | Solid boiler |  | 1 | 0
[75 empty] | Communal distribution system | 242 | Residential | Solid boiler |  | 1 | 0
[75 empty] | Communal distribution system | 243 | Residential | Solid boiler |  | 1 | 0
[75 empty] | Communal distribution system | 244 | Residential | Solid boiler |  | 1 | 0
[75 empty] | Communal distribution system | 245 | Residential | Solid boiler |  | 1 | 0
[75 empty] | Communal distribution system | 246 | Residential | Electric heating |  | 1 | 3230.2728
[75 empty] | Communal distribution system | 247 | Residential | Electric heating |  | 1 | 3230.2728
[75 empty] | Communal distribution system | 248 | Residential | Electric heating |  | 1 | 3230.2728
[75 empty] | Communal distribution system | 249 | Residential | Electric heating |  | 1 | 3230.2728
[75 empty] | Communal distribution system | 250 | Residential | Electric heating |  | 1 | 3230.2728
[75 empty] | Communal distribution system | 251 | Residential | Electric heating |  | 1 | 3230.2728
[75 empty] | Communal distribution system | 252 | Residential | Electric heating |  | 1 | 3230.2728
[75 empty] | Communal distribution system | 253 | Residential | Gas boiler |  | 0 | 3230.2728
[75 empty] | Communal distribution system | 254 | Residential | Gas boiler |  | 0 | 3230.2728
[75 empty] | Communal distribution system | 255 | Residential | Gas boiler |  | 0 | 3230.2728
[75 empty] | Communal distribution system | 256 | Residential | Gas boiler |  | 0 | 3230.2728
[75 empty] | Communal distribution system | 257 | Residential | Gas boiler |  | 0 | 3230.2728
[75 empty] | Communal distribution system | 258 | Residential | Gas boiler |  | 0 | 3230.2728
[75 empty] | Communal distribution system | 259 | Residential | Gas boiler |  | 0 | 3230.2728
[75 empty] | Communal distribution system | 260 | Residential | Oil boiler |  | 1 | 3230.2728
[75 empty] | Communal distribution system | 261 | Residential | Oil boiler |  | 1 | 3230.2728
[75 empty] | Communal distribution system | 262 | Residential | Oil boiler |  | 1 | 3230.2728
[75 empty] | Communal distribution system | 263 | Residential | Oil boiler |  | 1 | 3230.2728
[75 empty] | Communal distribution system | 264 | Residential | Oil boiler |  | 1 | 3230.2728
[75 empty] | Communal distribution system | 265 | Residential | Oil boiler |  | 1 | 3230.2728
[75 empty] | Communal distribution system | 266 | Residential | Oil boiler |  | 1 | 3230.2728
[75 empty] | Communal distribution system | 267 | Residential | Solid boiler |  | 1 | 3230.2728
[75 empty] | Communal distribution system | 268 | Residential | Solid boiler |  | 1 | 3230.2728
[75 empty] | Communal distribution system | 269 | Residential | Solid boiler |  | 1 | 3230.2728
[75 empty] | Communal distribution system | 270 | Residential | Solid boiler |  | 1 | 3230.2728
[75 empty] | Communal distribution system | 271 | Residential | Solid boiler |  | 1 | 3230.2728
[75 empty] | Communal distribution system | 272 | Residential | Solid boiler |  | 1 | 3230.2728
[75 empty] | Communal distribution system | 273 | Residential | Solid boiler |  | 1 | 0
[75 empty] | Communal distribution system | 274 | Agriculture | Electric heating |  | 1 | 0
[75 empty] | Communal distribution system | 275 | Agriculture | Electric heating |  | 1 | 0
[75 empty] | Communal distribution system | 276 | Agriculture | Electric heating |  | 1 | 0
[75 empty] | Communal distribution system | 277 | Agriculture | Electric heating |  | 1 | 0
[75 empty] | Communal distribution system | 278 | Agriculture | Oil boiler |  | 1 | 0
[75 empty] | Communal distribution system | 279 | Agriculture | Oil boiler |  | 1 | 0
[75 empty] | Communal distribution system | 280 | Agriculture | Oil boiler |  | 1 | 0
[75 empty] | Communal distribution system | 281 | Agriculture | Oil boiler |  | 1 | 0
[75 empty] | Communal distribution system | 282 | Agriculture | Oil boiler |  | 1 | 0
[75 empty] | Communal distribution system | 283 | Agriculture | Oil boiler |  | 1 | 0
[75 empty] | Communal distribution system | 284 | Agriculture | Oil boiler |  | 1 | 0
[75 empty] | Communal distribution system | 285 | Industry | Boiler |  | 0 | 0
[75 empty] | Communal distribution system | 286 | Industry | CHP |  | 0 | 0
[75 empty] | Communal distribution system | 287 | Industry | Furnace |  | 0 | 0
[75 empty] | Communal distribution system | 288 | Industry | Cement/Lime Kiln |  | 0 | 0
[75 empty] | Communal distribution system | 289 | Industry | Furnace |  | 0 | 0
[75 empty] | Communal distribution system | 290 | Industry | Dryer |  | 0 | 0
[75 empty] | Communal distribution system | 291 | Industry | Boiler |  | 0 | 0
[75 empty] | Communal distribution system | 292 | Industry | CHP |  | 0 | 0
[75 empty] | Communal distribution system | 293 | Industry | Furnace |  | 0 | 0
[75 empty] | Communal distribution system | 294 | Industry | Boiler |  | 0 | 0
[75 empty] | Communal distribution system | 295 | Industry | Dryer |  | 0 | 0
[75 empty] | Communal distribution system | 296 | Industry | Other Kiln |  | 0 | 0
[75 empty] | Communal distribution system | 297 | Industry | Boiler |  | 0 | 0
[75 empty] | Communal distribution system | 298 | Industry | Dryer |  | 0 | 0
[75 empty] | Communal distribution system | 299 | Industry | Boiler |  | 0 | 0
[75 empty] | Communal distribution system | 300 | Industry | CHP |  | 0 | 0
[75 empty] | Communal distribution system | 301 | Industry | Oven |  | 0 | 0
[75 empty] | Communal distribution system | 302 | Industry | Dryer |  | 0 | 0
[75 empty] | Communal distribution system | 303 | Industry | Cement/Lime Kiln |  | 0 | 0
[75 empty] | Communal distribution system | 304 | Industry | Other Kiln |  | 0 | 0
[75 empty] | Communal distribution system | 305 | Industry | Furnace |  | 0 | 0
[75 empty] | Communal distribution system | 306 | Industry | Dryer |  | 0 | 0
[75 empty] | Communal distribution system | 307 | Industry | Other Kiln |  | 0 | 0
[75 empty] | Communal distribution system | 308 | Industry | Boiler |  | 0 | 0
[75 empty] | Communal distribution system | 309 | Industry | CHP |  | 0 | 0
[75 empty] | Communal distribution system | 310 | Industry | Oven |  | 0 | 0
[75 empty] | Communal distribution system | 311 | Industry | Furnace |  | 0 | 0
[75 empty] | Communal distribution system | 312 | Industry | Dryer |  | 0 | 0
[75 empty] | Communal distribution system | 313 | Industry | Boiler |  | 0 | 0
[75 empty] | Communal distribution system | 314 | Industry | CHP |  | 0 | 0
[75 empty] | Communal distribution system | 315 | Industry | Oven |  | 0 | 0
[75 empty] | Communal distribution system | 316 | Industry | Furnace |  | 0 | 0
[75 empty] | Communal distribution system | 317 | Industry | Dryer |  | 0 | 0
[75 empty] | Communal distribution system | 318 | Industry | Boiler |  | 0 | 0
[75 empty] | Communal distribution system | 319 | Industry | CHP |  | 0 | 0
[75 empty] | Communal distribution system | 320 | Industry | Furnace |  | 0 | 0
[75 empty] | Communal distribution system | 321 | Industry | Cement/Lime Kiln |  | 0 | 0
[75 empty] | Communal distribution system | 322 | Industry | Furnace |  | 0 | 0
[75 empty] | Communal distribution system | 323 | Industry | Dryer |  | 0 | 0
[75 empty] | Communal distribution system | 324 | Industry | Boiler |  | 0 | 0
[75 empty] | Communal distribution system | 325 | Industry | CHP |  | 0 | 0
[75 empty] | Communal distribution system | 326 | Industry | Furnace |  | 0 | 0
[75 empty] | Communal distribution system | 327 | Industry | Boiler |  | 0 | 0
[75 empty] | Communal distribution system | 328 | Industry | Dryer |  | 0 | 0
[75 empty] | Communal distribution system | 329 | Industry | Other Kiln |  | 0 | 0
[75 empty] | Communal distribution system | 330 | Industry | Boiler |  | 0 | 0
[75 empty] | Communal distribution system | 331 | Industry | Dryer |  | 0 | 0
[75 empty] | Communal distribution system | 332 | Industry | Boiler |  | 0 | 0
[75 empty] | Communal distribution system | 333 | Industry | CHP |  | 0 | 0
[75 empty] | Communal distribution system | 334 | Industry | Oven |  | 0 | 0
[75 empty] | Communal distribution system | 335 | Industry | Dryer |  | 0 | 0
[75 empty] | Communal distribution system | 336 | Industry | Cement/Lime Kiln |  | 0 | 0
[75 empty] | Communal distribution system | 337 | Industry | Other Kiln |  | 0 | 0
[75 empty] | Communal distribution system | 338 | Industry | Furnace |  | 0 | 0
[75 empty] | Communal distribution system | 339 | Industry | Dryer |  | 0 | 0
[75 empty] | Communal distribution system | 340 | Industry | Other Kiln |  | 0 | 0
[75 empty] | Communal distribution system | 341 | Industry | Boiler |  | 0 | 0
[75 empty] | Communal distribution system | 342 | Industry | CHP |  | 0 | 0
[75 empty] | Communal distribution system | 343 | Industry | Oven |  | 0 | 0
[75 empty] | Communal distribution system | 344 | Industry | Furnace |  | 0 | 0
[75 empty] | Communal distribution system | 345 | Industry | Dryer |  | 0 | 0
[75 empty] | Communal distribution system | 346 | Industry | Boiler |  | 0 | 0
[75 empty] | Communal distribution system | 347 | Industry | CHP |  | 0 | 0
[75 empty] | Communal distribution system | 348 | Industry | Oven |  | 0 | 0
[75 empty] | Communal distribution system | 349 | Industry | Furnace |  | 0 | 0
[75 empty] | Communal distribution system | 350 | Industry | Dryer |  | 0 | 0
[75 empty] | Communal distribution system | 351 | Industry | Boiler |  | 0 | 0
[75 empty] | Communal distribution system | 352 | Industry | CHP |  | 0 | 0
[75 empty] | Communal distribution system | 353 | Industry | Furnace |  | 0 | 0
[75 empty] | Communal distribution system | 354 | Industry | Cement/Lime Kiln |  | 0 | 0
[75 empty] | Communal distribution system | 355 | Industry | Furnace |  | 0 | 0
[75 empty] | Communal distribution system | 356 | Industry | Dryer |  | 0 | 0
[75 empty] | Communal distribution system | 357 | Industry | Boiler |  | 0 | 0
[75 empty] | Communal distribution system | 358 | Industry | CHP |  | 0 | 0
[75 empty] | Communal distribution system | 359 | Industry | Furnace |  | 0 | 0
[75 empty] | Communal distribution system | 360 | Industry | Boiler |  | 0 | 0
[75 empty] | Communal distribution system | 361 | Industry | Dryer |  | 0 | 0
[75 empty] | Communal distribution system | 362 | Industry | Other Kiln |  | 0 | 0
[75 empty] | Communal distribution system | 363 | Industry | Boiler |  | 0 | 0
[75 empty] | Communal distribution system | 364 | Industry | Dryer |  | 0 | 0
[75 empty] | Communal distribution system | 365 | Industry | Boiler |  | 0 | 0
[75 empty] | Communal distribution system | 366 | Industry | CHP |  | 0 | 0
[75 empty] | Communal distribution system | 367 | Industry | Oven |  | 0 | 0
[75 empty] | Communal distribution system | 368 | Industry | Dryer |  | 0 | 0
[75 empty] | Communal distribution system | 369 | Industry | Cement/Lime Kiln |  | 0 | 0
[75 empty] | Communal distribution system | 370 | Industry | Other Kiln |  | 0 | 0
[75 empty] | Communal distribution system | 371 | Industry | Furnace |  | 0 | 0
[75 empty] | Communal distribution system | 372 | Industry | Dryer |  | 0 | 0
[75 empty] | Communal distribution system | 373 | Industry | Other Kiln |  | 0 | 0
[75 empty] | Communal distribution system | 374 | Industry | Boiler |  | 0 | 0
[75 empty] | Communal distribution system | 375 | Industry | CHP |  | 0 | 0
[75 empty] | Communal distribution system | 376 | Industry | Oven |  | 0 | 0
[75 empty] | Communal distribution system | 377 | Industry | Furnace |  | 0 | 0
[75 empty] | Communal distribution system | 378 | Industry | Dryer |  | 0 | 0
[75 empty] | Communal distribution system | 379 | Industry | Boiler |  | 0 | 0
[75 empty] | Communal distribution system | 380 | Industry | CHP |  | 0 | 0
[75 empty] | Communal distribution system | 381 | Industry | Oven |  | 0 | 0
[75 empty] | Communal distribution system | 382 | Industry | Furnace |  | 0 | 0
[75 empty] | Communal distribution system | 383 | Industry | Dryer |  | 0 | 0
[75 empty] | Communal distribution system | 384 | Industry | Boiler |  | 0 | 0
[75 empty] | Communal distribution system | 385 | Industry | CHP |  | 0 | 0
[75 empty] | Communal distribution system | 386 | Industry | Furnace |  | 0 | 0
[75 empty] | Communal distribution system | 387 | Industry | Cement/Lime Kiln |  | 0 | 0
[75 empty] | Communal distribution system | 388 | Industry | Furnace |  | 0 | 0
[75 empty] | Communal distribution system | 389 | Industry | Dryer |  | 0 | 0
[75 empty] | Communal distribution system | 390 | Industry | Boiler |  | 0 | 0
[75 empty] | Communal distribution system | 391 | Industry | CHP |  | 0 | 0
[75 empty] | Communal distribution system | 392 | Industry | Furnace |  | 0 | 0
[75 empty] | Communal distribution system | 393 | Industry | Boiler |  | 0 | 0
[75 empty] | Communal distribution system | 394 | Industry | Dryer |  | 0 | 0
[75 empty] | Communal distribution system | 395 | Industry | Other Kiln |  | 0 | 0
[75 empty] | Communal distribution system | 396 | Industry | Boiler |  | 0 | 0
[75 empty] | Communal distribution system | 397 | Industry | Dryer |  | 0 | 0
[75 empty] | Communal distribution system | 398 | Industry | Boiler |  | 0 | 0
[75 empty] | Communal distribution system | 399 | Industry | CHP |  | 0 | 0
[75 empty] | Communal distribution system | 400 | Industry | Oven |  | 0 | 0
[75 empty] | Communal distribution system | 401 | Industry | Dryer |  | 0 | 0
[75 empty] | Communal distribution system | 402 | Industry | Cement/Lime Kiln |  | 0 | 0
[75 empty] | Communal distribution system | 403 | Industry | Other Kiln |  | 0 | 0
[75 empty] | Communal distribution system | 404 | Industry | Furnace |  | 0 | 0
[75 empty] | Communal distribution system | 405 | Industry | Dryer |  | 0 | 0
[75 empty] | Communal distribution system | 406 | Industry | Other Kiln |  | 0 | 0
[75 empty] | Communal distribution system | 407 | Industry | Boiler |  | 0 | 0
[75 empty] | Communal distribution system | 408 | Industry | CHP |  | 0 | 0
[75 empty] | Communal distribution system | 409 | Industry | Oven |  | 0 | 0
[75 empty] | Communal distribution system | 410 | Industry | Furnace |  | 0 | 0
[75 empty] | Communal distribution system | 411 | Industry | Dryer |  | 0 | 0
[75 empty] | Communal distribution system | 412 | Industry | Boiler |  | 0 | 0
[75 empty] | Communal distribution system | 413 | Industry | CHP |  | 0 | 0
[75 empty] | Communal distribution system | 414 | Industry | Oven |  | 0 | 0
[75 empty] | Communal distribution system | 415 | Industry | Furnace |  | 0 | 0
[75 empty] | Communal distribution system | 416 | Industry | Dryer |  | 0 | 0
[75 empty] | Communal distribution system | 417 | Industry | Boiler |  | 0 | 0
[75 empty] | Communal distribution system | 418 | Industry | CHP |  | 0 | 0
[75 empty] | Communal distribution system | 419 | Industry | Furnace |  | 0 | 0
[75 empty] | Communal distribution system | 420 | Industry | Cement/Lime Kiln |  | 0 | 0
[75 empty] | Communal distribution system | 421 | Industry | Furnace |  | 0 | 0
[75 empty] | Communal distribution system | 422 | Industry | Dryer |  | 0 | 0
[75 empty] | Communal distribution system | 423 | Industry | Boiler |  | 0 | 0
[75 empty] | Communal distribution system | 424 | Industry | CHP |  | 0 | 0
[75 empty] | Communal distribution system | 425 | Industry | Furnace |  | 0 | 0
[75 empty] | Communal distribution system | 426 | Industry | Boiler |  | 0 | 0
[75 empty] | Communal distribution system | 427 | Industry | Dryer |  | 0 | 0
[75 empty] | Communal distribution system | 428 | Industry | Other Kiln |  | 0 | 0
[75 empty] | Communal distribution system | 429 | Industry | Boiler |  | 0 | 0
[75 empty] | Communal distribution system | 430 | Industry | Dryer |  | 0 | 0
[75 empty] | Communal distribution system | 431 | Industry | Boiler |  | 0 | 0
[75 empty] | Communal distribution system | 432 | Industry | CHP |  | 0 | 0
[75 empty] | Communal distribution system | 433 | Industry | Oven |  | 0 | 0
[75 empty] | Communal distribution system | 434 | Industry | Dryer |  | 0 | 0
[75 empty] | Communal distribution system | 435 | Industry | Cement/Lime Kiln |  | 0 | 0
[75 empty] | Communal distribution system | 436 | Industry | Other Kiln |  | 0 | 0
[75 empty] | Communal distribution system | 437 | Industry | Furnace |  | 0 | 0
[75 empty] | Communal distribution system | 438 | Industry | Dryer |  | 0 | 0
[75 empty] | Communal distribution system | 439 | Industry | Other Kiln |  | 0 | 0
[75 empty] | Communal distribution system | 440 | Industry | Boiler |  | 0 | 0
[75 empty] | Communal distribution system | 441 | Industry | CHP |  | 0 | 0
[75 empty] | Communal distribution system | 442 | Industry | Oven |  | 0 | 0
[75 empty] | Communal distribution system | 443 | Industry | Furnace |  | 0 | 0
[75 empty] | Communal distribution system | 444 | Industry | Dryer |  | 0 | 0
[75 empty] | Communal distribution system | 445 | Industry | Boiler |  | 0 | 0
[75 empty] | Communal distribution system | 446 | Industry | CHP |  | 0 | 0
[75 empty] | Communal distribution system | 447 | Industry | Oven |  | 0 | 0
[75 empty] | Communal distribution system | 448 | Industry | Furnace |  | 0 | 0
[75 empty] | Communal distribution system | 449 | Industry | Dryer |  | 0 | 0
[75 empty] | Communal distribution system | 450 | Industry | Boiler |  | 0 | 0
[75 empty] | Communal distribution system | 451 | Industry | CHP |  | 0 | 0
[75 empty] | Communal distribution system | 452 | Industry | Furnace |  | 0 | 0
[75 empty] | Communal distribution system | 453 | Industry | Cement/Lime Kiln |  | 0 | 0
[75 empty] | Communal distribution system | 454 | Industry | Furnace |  | 0 | 0
[75 empty] | Communal distribution system | 455 | Industry | Dryer |  | 0 | 0
[75 empty] | Communal distribution system | 456 | Industry | Boiler |  | 0 | 0
[75 empty] | Communal distribution system | 457 | Industry | CHP |  | 0 | 0
[75 empty] | Communal distribution system | 458 | Industry | Furnace |  | 0 | 0
[75 empty] | Communal distribution system | 459 | Industry | Boiler |  | 0 | 0
[75 empty] | Communal distribution system | 460 | Industry | Dryer |  | 0 | 0
[75 empty] | Communal distribution system | 461 | Industry | Other Kiln |  | 0 | 0
[75 empty] | Communal distribution system | 462 | Industry | Boiler |  | 0 | 0
[75 empty] | Communal distribution system | 463 | Industry | Dryer |  | 0 | 0
[75 empty] | Communal distribution system | 464 | Industry | Boiler |  | 0 | 0
[75 empty] | Communal distribution system | 465 | Industry | CHP |  | 0 | 0
[75 empty] | Communal distribution system | 466 | Industry | Oven |  | 0 | 0
[75 empty] | Communal distribution system | 467 | Industry | Dryer |  | 0 | 0
[75 empty] | Communal distribution system | 468 | Industry | Cement/Lime Kiln |  | 0 | 0
[75 empty] | Communal distribution system | 469 | Industry | Other Kiln |  | 0 | 0
[75 empty] | Communal distribution system | 470 | Industry | Furnace |  | 0 | 0
[75 empty] | Communal distribution system | 471 | Industry | Dryer |  | 0 | 0
[75 empty] | Communal distribution system | 472 | Industry | Other Kiln |  | 0 | 0
[75 empty] | Communal distribution system | 473 | Industry | Boiler |  | 0 | 0
[75 empty] | Communal distribution system | 474 | Industry | CHP |  | 0 | 0
[75 empty] | Communal distribution system | 475 | Industry | Oven |  | 0 | 0
[75 empty] | Communal distribution system | 476 | Industry | Furnace |  | 0 | 0
[75 empty] | Communal distribution system | 477 | Industry | Dryer |  | 0 | 0
[75 empty] | Communal distribution system | 478 | Industry | Boiler |  | 0 | 0
[75 empty] | Communal distribution system | 479 | Industry | CHP |  | 0 | 0
[75 empty] | Communal distribution system | 480 | Industry | Oven |  | 0 | 0
[75 empty] | Communal distribution system | 481 | Industry | Furnace |  | 0 | 0
[75 empty] | Communal distribution system | 482 | Industry | Dryer |  | 0 | 0
[75 empty] | Communal distribution system | 483 | Industry | Boiler |  | 0 | 0
[75 empty] | Communal distribution system | 484 | Industry | CHP |  | 0 | 0
[75 empty] | Communal distribution system | 485 | Industry | Furnace |  | 0 | 0
[75 empty] | Communal distribution system | 486 | Industry | Cement/Lime Kiln |  | 0 | 0
[75 empty] | Communal distribution system | 487 | Industry | Furnace |  | 0 | 0
[75 empty] | Communal distribution system | 488 | Industry | Dryer |  | 0 | 0
[75 empty] | Communal distribution system | 489 | Industry | Boiler |  | 0 | 0
[75 empty] | Communal distribution system | 490 | Industry | CHP |  | 0 | 0
[75 empty] | Communal distribution system | 491 | Industry | Furnace |  | 0 | 0
[75 empty] | Communal distribution system | 492 | Industry | Boiler |  | 0 | 0
[75 empty] | Communal distribution system | 493 | Industry | Dryer |  | 0 | 0
[75 empty] | Communal distribution system | 494 | Industry | Other Kiln |  | 0 | 0
[75 empty] | Communal distribution system | 495 | Industry | Boiler |  | 0 | 0
[75 empty] | Communal distribution system | 496 | Industry | Dryer |  | 0 | 0
[75 empty] | Communal distribution system | 497 | Industry | Boiler |  | 0 | 0
[75 empty] | Communal distribution system | 498 | Industry | CHP |  | 0 | 0
[75 empty] | Communal distribution system | 499 | Industry | Oven |  | 0 | 0
[75 empty] | Communal distribution system | 500 | Industry | Dryer |  | 0 | 0
[75 empty] | Communal distribution system | 501 | Industry | Cement/Lime Kiln |  | 0 | 0
[75 empty] | Communal distribution system | 502 | Industry | Other Kiln |  | 0 | 0
[75 empty] | Communal distribution system | 503 | Industry | Furnace |  | 0 | 0
[75 empty] | Communal distribution system | 504 | Industry | Dryer |  | 0 | 0
[75 empty] | Communal distribution system | 505 | Industry | Other Kiln |  | 0 | 0
[75 empty] | Communal distribution system | 506 | Industry | Boiler |  | 0 | 0
[75 empty] | Communal distribution system | 507 | Industry | CHP |  | 0 | 0
[75 empty] | Communal distribution system | 508 | Industry | Oven |  | 0 | 0
[75 empty] | Communal distribution system | 509 | Industry | Furnace |  | 0 | 0
[75 empty] | Communal distribution system | 510 | Industry | Dryer |  | 0 | 0
[75 empty] | Communal distribution system | 511 | Industry | Boiler |  | 0 | 0
[75 empty] | Communal distribution system | 512 | Industry | CHP |  | 0 | 0
[75 empty] | Communal distribution system | 513 | Industry | Oven |  | 0 | 0
[75 empty] | Communal distribution system | 514 | Industry | Furnace |  | 0 | 0
[75 empty] | Communal distribution system | 515 | Industry | Dryer |  | 0 | 0
[75 empty] | Communal distribution system | 516 | Industry | Boiler |  | 0 | 0
[75 empty] | Communal distribution system | 517 | Industry | CHP |  | 0 | 0
[75 empty] | Communal distribution system | 518 | Industry | Furnace |  | 0 | 0
[75 empty] | Communal distribution system | 519 | Industry | Cement/Lime Kiln |  | 0 | 0
[75 empty] | Communal distribution system | 520 | Industry | Furnace |  | 0 | 0
[75 empty] | Communal distribution system | 521 | Industry | Dryer |  | 0 | 0
[75 empty] | Communal distribution system | 522 | Industry | Boiler |  | 0 | 0
[75 empty] | Communal distribution system | 523 | Industry | CHP |  | 0 | 0
[75 empty] | Communal distribution system | 524 | Industry | Furnace |  | 0 | 0
[75 empty] | Communal distribution system | 525 | Industry | Boiler |  | 0 | 0
[75 empty] | Communal distribution system | 526 | Industry | Dryer |  | 0 | 0
[75 empty] | Communal distribution system | 527 | Industry | Other Kiln |  | 0 | 0
[75 empty] | Communal distribution system | 528 | Industry | Boiler |  | 0 | 0
[75 empty] | Communal distribution system | 529 | Industry | Dryer |  | 0 | 0
[75 empty] | Communal distribution system | 530 | Industry | Boiler |  | 0 | 0
[75 empty] | Communal distribution system | 531 | Industry | CHP |  | 0 | 0
[75 empty] | Communal distribution system | 532 | Industry | Oven |  | 0 | 0
[75 empty] | Communal distribution system | 533 | Industry | Dryer |  | 0 | 0
[75 empty] | Communal distribution system | 534 | Industry | Cement/Lime Kiln |  | 0 | 0
[75 empty] | Communal distribution system | 535 | Industry | Other Kiln |  | 0 | 0
[75 empty] | Communal distribution system | 536 | Industry | Furnace |  | 0 | 0
[75 empty] | Communal distribution system | 537 | Industry | Dryer |  | 0 | 0
[75 empty] | Communal distribution system | 538 | Industry | Other Kiln |  | 0 | 0
[75 empty] | Communal distribution system | 539 | Industry | Boiler |  | 0 | 0
[75 empty] | Communal distribution system | 540 | Industry | CHP |  | 0 | 0
[75 empty] | Communal distribution system | 541 | Industry | Oven |  | 0 | 0
[75 empty] | Communal distribution system | 542 | Industry | Furnace |  | 0 | 0
[75 empty] | Communal distribution system | 543 | Industry | Dryer |  | 0 | 0
[75 empty] | Communal distribution system | 544 | Industry | Boiler |  | 0 | 0
[75 empty] | Communal distribution system | 545 | Industry | CHP |  | 0 | 0
[75 empty] | Communal distribution system | 546 | Industry | Oven |  | 0 | 0
[75 empty] | Communal distribution system | 547 | Industry | Furnace |  | 0 | 0
[75 empty] | Communal distribution system | 548 | Industry | Dryer |  | 0 | 0
[75 empty] | Communal distribution system | 549 | Industry | Boiler |  | 0 | 0
[75 empty] | Communal distribution system | 550 | Industry | CHP |  | 0 | 0
[75 empty] | Communal distribution system | 551 | Industry | Furnace |  | 0 | 0
[75 empty] | Communal distribution system | 552 | Industry | Cement/Lime Kiln |  | 0 | 0
[75 empty] | Communal distribution system | 553 | Industry | Furnace |  | 0 | 0
[75 empty] | Communal distribution system | 554 | Industry | Dryer |  | 0 | 0
[75 empty] | Communal distribution system | 555 | Industry | Boiler |  | 0 | 0
[75 empty] | Communal distribution system | 556 | Industry | CHP |  | 0 | 0
[75 empty] | Communal distribution system | 557 | Industry | Furnace |  | 0 | 0
[75 empty] | Communal distribution system | 558 | Industry | Boiler |  | 0 | 0
[75 empty] | Communal distribution system | 559 | Industry | Dryer |  | 0 | 0
[75 empty] | Communal distribution system | 560 | Industry | Other Kiln |  | 0 | 0
[75 empty] | Communal distribution system | 561 | Industry | Boiler |  | 0 | 0
[75 empty] | Communal distribution system | 562 | Industry | Dryer |  | 0 | 0
[75 empty] | Communal distribution system | 563 | Industry | Boiler |  | 0 | 0
[75 empty] | Communal distribution system | 564 | Industry | CHP |  | 0 | 0
[75 empty] | Communal distribution system | 565 | Industry | Oven |  | 0 | 0
[75 empty] | Communal distribution system | 566 | Industry | Dryer |  | 0 | 0
[75 empty] | Communal distribution system | 567 | Industry | Cement/Lime Kiln |  | 0 | 0
[75 empty] | Communal distribution system | 568 | Industry | Other Kiln |  | 0 | 0
[75 empty] | Communal distribution system | 569 | Industry | Furnace |  | 0 | 0
[75 empty] | Communal distribution system | 570 | Industry | Dryer |  | 0 | 0
[75 empty] | Communal distribution system | 571 | Industry | Other Kiln |  | 0 | 0
[75 empty] | Communal distribution system | 572 | Industry | Boiler |  | 0 | 0
[75 empty] | Communal distribution system | 573 | Industry | CHP |  | 0 | 0
[75 empty] | Communal distribution system | 574 | Industry | Oven |  | 0 | 0
[75 empty] | Communal distribution system | 575 | Industry | Furnace |  | 0 | 0
[75 empty] | Communal distribution system | 576 | Industry | Dryer |  | 0 | 0
[75 empty] | Communal distribution system | 577 | Industry | Boiler |  | 0 | 0
[75 empty] | Communal distribution system | 578 | Industry | CHP |  | 0 | 0
[75 empty] | Communal distribution system | 579 | Industry | Oven |  | 0 | 0
[75 empty] | Communal distribution system | 580 | Industry | Furnace |  | 0 | 0
[75 empty] | Communal distribution system | 581 | Industry | Dryer |  | 0 | 0
[75 empty] | Communal distribution system | 582 | Industry | Boiler |  | 0 | 0
[75 empty] | Communal distribution system | 583 | Industry | CHP |  | 0 | 0
[75 empty] | Communal distribution system | 584 | Industry | Furnace |  | 0 | 0
[75 empty] | Communal distribution system | 585 | Industry | Cement/Lime Kiln |  | 0 | 0
[75 empty] | Communal distribution system | 586 | Industry | Furnace |  | 0 | 0
[75 empty] | Communal distribution system | 587 | Industry | Dryer |  | 0 | 0
[75 empty] | Communal distribution system | 588 | Industry | Boiler |  | 0 | 0
[75 empty] | Communal distribution system | 589 | Industry | CHP |  | 0 | 0
[75 empty] | Communal distribution system | 590 | Industry | Furnace |  | 0 | 0
[75 empty] | Communal distribution system | 591 | Industry | Boiler |  | 0 | 0
[75 empty] | Communal distribution system | 592 | Industry | Dryer |  | 0 | 0
[75 empty] | Communal distribution system | 593 | Industry | Other Kiln |  | 0 | 0
[75 empty] | Communal distribution system | 594 | Industry | Boiler |  | 0 | 0
[75 empty] | Communal distribution system | 595 | Industry | Dryer |  | 0 | 0
[75 empty] | Communal distribution system | 596 | Industry | Boiler |  | 0 | 0
[75 empty] | Communal distribution system | 597 | Industry | CHP |  | 0 | 0
[75 empty] | Communal distribution system | 598 | Industry | Oven |  | 0 | 0
[75 empty] | Communal distribution system | 599 | Industry | Dryer |  | 0 | 0
[75 empty] | Communal distribution system | 600 | Industry | Cement/Lime Kiln |  | 0 | 0
[75 empty] | Communal distribution system | 601 | Industry | Other Kiln |  | 0 | 0
[75 empty] | Communal distribution system | 602 | Industry | Furnace |  | 0 | 0
[75 empty] | Communal distribution system | 603 | Industry | Dryer |  | 0 | 0
[75 empty] | Communal distribution system | 604 | Industry | Other Kiln |  | 0 | 0
[75 empty] | Communal distribution system | 605 | Industry | Boiler |  | 0 | 0
[75 empty] | Communal distribution system | 606 | Industry | CHP |  | 0 | 0
[75 empty] | Communal distribution system | 607 | Industry | Oven |  | 0 | 0
[75 empty] | Communal distribution system | 608 | Industry | Furnace |  | 0 | 0
[75 empty] | Communal distribution system | 609 | Industry | Dryer |  | 0 | 0
[75 empty] | Communal distribution system | 610 | Industry | Boiler |  | 0 | 0
[75 empty] | Communal distribution system | 611 | Industry | CHP |  | 0 | 0
[75 empty] | Communal distribution system | 612 | Industry | Oven |  | 0 | 0
[75 empty] | Communal distribution system | 613 | Industry | Furnace |  | 0 | 0
[75 empty] | Communal distribution system | 614 | Industry | Dryer |  | 0 | 0
[75 empty] | Communal distribution system | 615 | Industry | Boiler |  | 0 | 0
[75 empty] | Communal distribution system | 616 | Industry | CHP |  | 0 | 0
[75 empty] | Communal distribution system | 617 | Industry | Furnace |  | 0 | 0
[75 empty] | Communal distribution system | 618 | Industry | Cement/Lime Kiln |  | 0 | 0
[75 empty] | Communal distribution system | 619 | Industry | Furnace |  | 0 | 0
[75 empty] | Communal distribution system | 620 | Industry | Dryer |  | 0 | 0
[75 empty] | Communal distribution system | 621 | Industry | Boiler |  | 0 | 0
[75 empty] | Communal distribution system | 622 | Industry | CHP |  | 0 | 0
[75 empty] | Communal distribution system | 623 | Industry | Furnace |  | 0 | 0
[75 empty] | Communal distribution system | 624 | Industry | Boiler |  | 0 | 0
[75 empty] | Communal distribution system | 625 | Industry | Dryer |  | 0 | 0
[75 empty] | Communal distribution system | 626 | Industry | Other Kiln |  | 0 | 0
[75 empty] | Communal distribution system | 627 | Industry | Boiler |  | 0 | 0
[75 empty] | Communal distribution system | 628 | Industry | Dryer |  | 0 | 0
[75 empty] | Communal distribution system | 629 | Industry | Boiler |  | 0 | 0
[75 empty] | Communal distribution system | 630 | Industry | CHP |  | 0 | 0
[75 empty] | Communal distribution system | 631 | Industry | Oven |  | 0 | 0
[75 empty] | Communal distribution system | 632 | Industry | Dryer |  | 0 | 0
[75 empty] | Communal distribution system | 633 | Industry | Cement/Lime Kiln |  | 0 | 0
[75 empty] | Communal distribution system | 634 | Industry | Other Kiln |  | 0 | 0
[75 empty] | Communal distribution system | 635 | Industry | Furnace |  | 0 | 0
[75 empty] | Communal distribution system | 636 | Industry | Dryer |  | 0 | 0
[75 empty] | Communal distribution system | 637 | Industry | Other Kiln |  | 0 | 0
[75 empty] | Communal distribution system | 638 | Industry | Boiler |  | 0 | 0
[75 empty] | Communal distribution system | 639 | Industry | CHP |  | 0 | 0
[75 empty] | Communal distribution system | 640 | Industry | Oven |  | 0 | 0
[75 empty] | Communal distribution system | 641 | Industry | Furnace |  | 0 | 0
[75 empty] | Communal distribution system | 642 | Industry | Dryer |  | 0 | 0
[75 empty] | Communal distribution system | 643 | Industry | Boiler |  | 0 | 0
[75 empty] | Communal distribution system | 644 | Industry | CHP |  | 0 | 0
[75 empty] | Communal distribution system | 645 | Industry | Oven |  | 0 | 0
[75 empty] | Communal distribution system | 646 | Industry | Furnace |  | 0 | 0
[75 empty] | Communal distribution system | 647 | Industry | Dryer |  | 0 | 0
[75 empty] | Communal distribution system | 648 | Industry | Boiler |  | 0 | 0
[75 empty] | Communal distribution system | 649 | Industry | CHP |  | 0 | 0
[75 empty] | Communal distribution system | 650 | Industry | Furnace |  | 0 | 0
[75 empty] | Communal distribution system | 651 | Industry | Cement/Lime Kiln |  | 0 | 0
[75 empty] | Communal distribution system | 652 | Industry | Furnace |  | 0 | 0
[75 empty] | Communal distribution system | 653 | Industry | Dryer |  | 0 | 0
[75 empty] | Communal distribution system | 654 | Industry | Boiler |  | 0 | 0
[75 empty] | Communal distribution system | 655 | Industry | CHP |  | 0 | 0
[75 empty] | Communal distribution system | 656 | Industry | Furnace |  | 0 | 0
[75 empty] | Communal distribution system | 657 | Industry | Boiler |  | 0 | 0
[75 empty] | Communal distribution system | 658 | Industry | Dryer |  | 0 | 0
[75 empty] | Communal distribution system | 659 | Industry | Other Kiln |  | 0 | 0
[75 empty] | Communal distribution system | 660 | Industry | Boiler |  | 0 | 0
[75 empty] | Communal distribution system | 661 | Industry | Dryer |  | 0 | 0
[75 empty] | Communal distribution system | 662 | Industry | Boiler |  | 0 | 0
[75 empty] | Communal distribution system | 663 | Industry | CHP |  | 0 | 0
[75 empty] | Communal distribution system | 664 | Industry | Oven |  | 0 | 0
[75 empty] | Communal distribution system | 665 | Industry | Dryer |  | 0 | 0
[75 empty] | Communal distribution system | 666 | Industry | Cement/Lime Kiln |  | 0 | 0
[75 empty] | Communal distribution system | 667 | Industry | Other Kiln |  | 0 | 0
[75 empty] | Communal distribution system | 668 | Industry | Furnace |  | 0 | 0
[75 empty] | Communal distribution system | 669 | Industry | Dryer |  | 0 | 0
[75 empty] | Communal distribution system | 670 | Industry | Other Kiln |  | 0 | 0
[75 empty] | Communal distribution system | 671 | Industry | Boiler |  | 0 | 0
[75 empty] | Communal distribution system | 672 | Industry | CHP |  | 0 | 0
[75 empty] | Communal distribution system | 673 | Industry | Oven |  | 0 | 0
[75 empty] | Communal distribution system | 674 | Industry | Furnace |  | 0 | 0
[75 empty] | Communal distribution system | 675 | Industry | Dryer |  | 0 | 0
[75 empty] | Communal distribution system | 676 | Industry | Boiler |  | 0 | 0
[75 empty] | Communal distribution system | 677 | Industry | CHP |  | 0 | 0
[75 empty] | Communal distribution system | 678 | Industry | Oven |  | 0 | 0
[75 empty] | Communal distribution system | 679 | Industry | Furnace |  | 0 | 0
[75 empty] | Communal distribution system | 680 | Industry | Dryer |  | 0 | 0
[75 empty] | Gas network connection | 1 | Commercial | Electric heating |  | 1 | 289.47
[75 empty] | Gas network connection | 2 | Commercial | Electric heating |  | 1 | 289.47
[75 empty] | Gas network connection | 3 | Commercial | Gas boiler |  | 0 | 0
[75 empty] | Gas network connection | 4 | Commercial | Gas boiler |  | 0 | 0
[75 empty] | Gas network connection | 5 | Commercial | Gas boiler |  | 0 | 0
[75 empty] | Gas network connection | 6 | Commercial | Oil boiler |  | 1 | 289.47
[75 empty] | Gas network connection | 7 | Commercial | Oil boiler |  | 1 | 289.47
[75 empty] | Gas network connection | 8 | Commercial | Oil boiler |  | 1 | 289.47
[75 empty] | Gas network connection | 9 | Commercial | Oil boiler |  | 1 | 289.47
[75 empty] | Gas network connection | 10 | Commercial | Oil boiler |  | 1 | 289.47
[75 empty] | Gas network connection | 11 | Commercial | Oil boiler |  | 1 | 289.47
[75 empty] | Gas network connection | 12 | Commercial | Electric heating |  | 1 | 289.47
[75 empty] | Gas network connection | 13 | Commercial | Electric heating |  | 1 | 289.47
[75 empty] | Gas network connection | 14 | Commercial | Electric heating |  | 1 | 289.47
[75 empty] | Gas network connection | 15 | Commercial | Electric heating |  | 1 | 289.47
[75 empty] | Gas network connection | 16 | Commercial | Electric heating |  | 1 | 289.47
[75 empty] | Gas network connection | 17 | Commercial | Gas boiler |  | 0 | 0
[75 empty] | Gas network connection | 18 | Commercial | Gas boiler |  | 0 | 0
[75 empty] | Gas network connection | 19 | Commercial | Gas boiler |  | 0 | 0
[75 empty] | Gas network connection | 20 | Commercial | Gas boiler |  | 0 | 0
[75 empty] | Gas network connection | 21 | Commercial | Oil boiler |  | 1 | 289.47
[75 empty] | Gas network connection | 22 | Commercial | Oil boiler |  | 1 | 289.47
[75 empty] | Gas network connection | 23 | Commercial | Electric heating |  | 1 | 289.47
[75 empty] | Gas network connection | 24 | Commercial | Electric heating |  | 1 | 289.47
[75 empty] | Gas network connection | 25 | Commercial | Electric heating |  | 1 | 289.47
[75 empty] | Gas network connection | 26 | Commercial | Electric heating |  | 1 | 289.47
[75 empty] | Gas network connection | 27 | Commercial | Electric heating |  | 1 | 289.47
[75 empty] | Gas network connection | 28 | Commercial | Electric heating |  | 1 | 289.47
[75 empty] | Gas network connection | 29 | Commercial | Electric heating |  | 1 | 289.47
[75 empty] | Gas network connection | 30 | Commercial | Electric heating |  | 1 | 289.47
[75 empty] | Gas network connection | 31 | Commercial | Electric heating |  | 1 | 289.47
[75 empty] | Gas network connection | 32 | Commercial | Electric heating |  | 1 | 289.47
[75 empty] | Gas network connection | 33 | Commercial | Electric heating |  | 1 | 289.47
[75 empty] | Gas network connection | 34 | Commercial | Gas boiler |  | 0 | 0
[75 empty] | Gas network connection | 35 | Commercial | Gas boiler |  | 0 | 0
[75 empty] | Gas network connection | 36 | Commercial | Oil boiler |  | 1 | 289.47
[75 empty] | Gas network connection | 37 | Commercial | Oil boiler |  | 1 | 289.47
[75 empty] | Gas network connection | 38 | Commercial | Oil boiler |  | 1 | 289.47
[75 empty] | Gas network connection | 39 | Commercial | Oil boiler |  | 1 | 289.47
[75 empty] | Gas network connection | 40 | Commercial | Electric heating |  | 1 | 289.47
[75 empty] | Gas network connection | 41 | Commercial | Electric heating |  | 1 | 289.47
[75 empty] | Gas network connection | 42 | Commercial | Electric heating |  | 1 | 289.47
[75 empty] | Gas network connection | 43 | Commercial | Electric heating |  | 1 | 289.47
[75 empty] | Gas network connection | 44 | Commercial | Electric heating |  | 1 | 289.47
[75 empty] | Gas network connection | 45 | Commercial | Electric heating |  | 1 | 289.47
[75 empty] | Gas network connection | 46 | Commercial | Electric heating |  | 1 | 289.47
[75 empty] | Gas network connection | 47 | Commercial | Electric heating |  | 1 | 289.47
[75 empty] | Gas network connection | 48 | Commercial | Electric heating |  | 1 | 289.47
[75 empty] | Gas network connection | 49 | Commercial | Electric heating |  | 1 | 289.47
[75 empty] | Gas network connection | 50 | Commercial | Electric heating |  | 1 | 289.47
[75 empty] | Gas network connection | 51 | Commercial | Electric heating |  | 1 | 289.47
[75 empty] | Gas network connection | 52 | Commercial | Gas boiler |  | 0 | 0
[75 empty] | Gas network connection | 53 | Commercial | Gas boiler |  | 0 | 0
[75 empty] | Gas network connection | 54 | Commercial | Gas boiler |  | 0 | 0
[75 empty] | Gas network connection | 55 | Commercial | Gas boiler |  | 0 | 0
[75 empty] | Gas network connection | 56 | Commercial | Gas boiler |  | 0 | 0
[75 empty] | Gas network connection | 57 | Commercial | Gas boiler |  | 0 | 0
[75 empty] | Gas network connection | 58 | Commercial | Gas boiler |  | 0 | 0
[75 empty] | Gas network connection | 59 | Commercial | Oil boiler |  | 1 | 289.47
[75 empty] | Gas network connection | 60 | Commercial | Oil boiler |  | 1 | 289.47
[75 empty] | Gas network connection | 61 | Commercial | Oil boiler |  | 1 | 289.47
[75 empty] | Gas network connection | 62 | Commercial | Oil boiler |  | 1 | 289.47
[75 empty] | Gas network connection | 63 | Commercial | Oil boiler |  | 1 | 289.47
[75 empty] | Gas network connection | 64 | Commercial | Oil boiler |  | 1 | 289.47
[75 empty] | Gas network connection | 65 | Commercial | Oil boiler |  | 1 | 289.47
[75 empty] | Gas network connection | 66 | Commercial | Electric heating |  | 1 | 289.47
[75 empty] | Gas network connection | 67 | Commercial | Electric heating |  | 1 | 289.47
[75 empty] | Gas network connection | 68 | Commercial | Electric heating |  | 1 | 289.47
[75 empty] | Gas network connection | 69 | Commercial | Electric heating |  | 1 | 289.47
[75 empty] | Gas network connection | 70 | Commercial | Electric heating |  | 1 | 289.47
[75 empty] | Gas network connection | 71 | Commercial | Electric heating |  | 1 | 289.47
[75 empty] | Gas network connection | 72 | Commercial | Electric heating |  | 1 | 289.47
[75 empty] | Gas network connection | 73 | Commercial | Electric heating |  | 1 | 289.47
[75 empty] | Gas network connection | 74 | Commercial | Electric heating |  | 1 | 289.47
[75 empty] | Gas network connection | 75 | Commercial | Electric heating |  | 1 | 289.47
[75 empty] | Gas network connection | 76 | Commercial | Gas boiler |  | 0 | 0
[75 empty] | Gas network connection | 77 | Commercial | Gas boiler |  | 0 | 0
[75 empty] | Gas network connection | 78 | Commercial | Gas boiler |  | 0 | 0
[75 empty] | Gas network connection | 79 | Commercial | Gas boiler |  | 0 | 0
[75 empty] | Gas network connection | 80 | Commercial | Oil boiler |  | 1 | 289.47
[75 empty] | Gas network connection | 81 | Commercial | Oil boiler |  | 1 | 289.47
[75 empty] | Gas network connection | 82 | Commercial | Oil boiler |  | 1 | 289.47
[75 empty] | Gas network connection | 83 | Commercial | Oil boiler |  | 1 | 289.47
[75 empty] | Gas network connection | 84 | Commercial | Electric heating |  | 1 | 289.47
[75 empty] | Gas network connection | 85 | Commercial | Electric heating |  | 1 | 289.47
[75 empty] | Gas network connection | 86 | Commercial | Electric heating |  | 1 | 289.47
[75 empty] | Gas network connection | 87 | Commercial | Electric heating |  | 1 | 289.47
[75 empty] | Gas network connection | 88 | Commercial | Electric heating |  | 1 | 289.47
[75 empty] | Gas network connection | 89 | Commercial | Electric heating |  | 1 | 289.47
[75 empty] | Gas network connection | 90 | Commercial | Electric heating |  | 1 | 289.47
[75 empty] | Gas network connection | 91 | Commercial | Electric heating |  | 1 | 289.47
[75 empty] | Gas network connection | 92 | Commercial | Electric heating |  | 1 | 289.47
[75 empty] | Gas network connection | 93 | Commercial | Electric heating |  | 1 | 289.47
[75 empty] | Gas network connection | 94 | Commercial | Gas boiler |  | 0 | 0
[75 empty] | Gas network connection | 95 | Commercial | Gas boiler |  | 0 | 0
[75 empty] | Gas network connection | 96 | Commercial | Gas boiler |  | 0 | 0
[75 empty] | Gas network connection | 97 | Commercial | Gas boiler |  | 0 | 0
[75 empty] | Gas network connection | 98 | Commercial | Oil boiler |  | 1 | 289.47
[75 empty] | Gas network connection | 99 | Commercial | Oil boiler |  | 1 | 289.47
[75 empty] | Gas network connection | 100 | Commercial | Oil boiler |  | 1 | 289.47
[75 empty] | Gas network connection | 101 | Commercial | Oil boiler |  | 1 | 289.47
[75 empty] | Gas network connection | 102 | Commercial | Oil boiler |  | 1 | 289.47
[75 empty] | Gas network connection | 103 | Commercial | Oil boiler |  | 1 | 289.47
[75 empty] | Gas network connection | 104 | Commercial | Electric heating |  | 1 | 289.47
[75 empty] | Gas network connection | 105 | Commercial | Electric heating |  | 1 | 289.47
[75 empty] | Gas network connection | 106 | Commercial | Electric heating |  | 1 | 289.47
[75 empty] | Gas network connection | 107 | Commercial | Electric heating |  | 1 | 289.47
[75 empty] | Gas network connection | 108 | Commercial | Gas boiler |  | 0 | 0
[75 empty] | Gas network connection | 109 | Commercial | Gas boiler |  | 0 | 0
[75 empty] | Gas network connection | 110 | Commercial | Oil boiler |  | 1 | 289.47
[75 empty] | Gas network connection | 111 | Commercial | Oil boiler |  | 1 | 289.47
[75 empty] | Gas network connection | 112 | Commercial | Electric heating |  | 1 | 289.47
[75 empty] | Gas network connection | 113 | Commercial | Oil boiler |  | 1 | 289.47
[75 empty] | Gas network connection | 114 | Commercial | Oil boiler |  | 1 | 289.47
[75 empty] | Gas network connection | 115 | Commercial | Oil boiler |  | 1 | 289.47
[75 empty] | Gas network connection | 116 | Public | Oil boiler |  | 1 | 289.47
[75 empty] | Gas network connection | 117 | Public | Oil boiler |  | 1 | 289.47
[75 empty] | Gas network connection | 118 | Public | Gas boiler |  | 0 | 0
[75 empty] | Gas network connection | 119 | Public | Gas boiler |  | 0 | 0
[75 empty] | Gas network connection | 120 | Public | Gas boiler |  | 0 | 0
[75 empty] | Gas network connection | 121 | Public | Gas boiler |  | 0 | 0
[75 empty] | Gas network connection | 122 | Public | Gas boiler |  | 0 | 0
[75 empty] | Gas network connection | 123 | Public | Oil boiler |  | 1 | 289.47
[75 empty] | Gas network connection | 124 | Public | Oil boiler |  | 1 | 289.47
[75 empty] | Gas network connection | 125 | Public | Oil boiler |  | 1 | 289.47
[75 empty] | Gas network connection | 126 | Public | Oil boiler |  | 1 | 289.47
[75 empty] | Gas network connection | 127 | Public | Oil boiler |  | 1 | 289.47
[75 empty] | Gas network connection | 128 | Public | Oil boiler |  | 1 | 289.47
[75 empty] | Gas network connection | 129 | Public | Gas boiler |  | 0 | 0
[75 empty] | Gas network connection | 130 | Public | Gas boiler |  | 0 | 0
[75 empty] | Gas network connection | 131 | Public | Gas boiler |  | 0 | 0
[75 empty] | Gas network connection | 132 | Public | Gas boiler |  | 0 | 0
[75 empty] | Gas network connection | 133 | Public | Electric heating |  | 1 | 289.47
[75 empty] | Gas network connection | 134 | Public | Electric heating |  | 1 | 289.47
[75 empty] | Gas network connection | 135 | Public | Electric heating |  | 1 | 289.47
[75 empty] | Gas network connection | 136 | Public | Electric heating |  | 1 | 289.47
[75 empty] | Gas network connection | 137 | Public | Electric heating |  | 1 | 289.47
[75 empty] | Gas network connection | 138 | Public | Gas boiler |  | 0 | 0
[75 empty] | Gas network connection | 139 | Public | Gas boiler |  | 0 | 0
[75 empty] | Gas network connection | 140 | Public | Gas boiler |  | 0 | 0
[75 empty] | Gas network connection | 141 | Public | Oil boiler |  | 1 | 289.47
[75 empty] | Gas network connection | 142 | Public | Oil boiler |  | 1 | 289.47
[75 empty] | Gas network connection | 143 | Public | Gas boiler |  | 0 | 0
[75 empty] | Gas network connection | 144 | Public | Gas boiler |  | 0 | 0
[75 empty] | Gas network connection | 145 | Public | Oil boiler |  | 1 | 289.47
[75 empty] | Gas network connection | 146 | Public | Gas boiler |  | 0 | 0
[75 empty] | Gas network connection | 147 | Public | Gas boiler |  | 0 | 0
[75 empty] | Gas network connection | 148 | Public | Electric heating |  | 1 | 289.47
[75 empty] | Gas network connection | 149 | Public | Electric heating |  | 1 | 289.47
[75 empty] | Gas network connection | 150 | Public | Gas boiler |  | 0 | 0
[75 empty] | Gas network connection | 151 | Public | Gas boiler |  | 0 | 0
[75 empty] | Gas network connection | 152 | Public | Electric heating |  | 1 | 289.47
[75 empty] | Gas network connection | 153 | Public | Electric heating |  | 1 | 289.47
[75 empty] | Gas network connection | 154 | Public | Electric heating |  | 1 | 289.47
[75 empty] | Gas network connection | 155 | Public | Gas boiler |  | 0 | 0
[75 empty] | Gas network connection | 156 | Public | Gas boiler |  | 0 | 0
[75 empty] | Gas network connection | 157 | Public | Electric heating |  | 1 | 289.47
[75 empty] | Gas network connection | 158 | Public | Electric heating |  | 1 | 289.47
[75 empty] | Gas network connection | 159 | Public | Gas boiler |  | 0 | 0
[75 empty] | Gas network connection | 160 | Public | Gas boiler |  | 0 | 0
[75 empty] | Gas network connection | 161 | Public | Oil boiler |  | 1 | 289.47
[75 empty] | Gas network connection | 162 | Residential | Electric heating |  | 1 | 289.47
[75 empty] | Gas network connection | 163 | Residential | Electric heating |  | 1 | 289.47
[75 empty] | Gas network connection | 164 | Residential | Electric heating |  | 1 | 289.47
[75 empty] | Gas network connection | 165 | Residential | Electric heating |  | 1 | 289.47
[75 empty] | Gas network connection | 166 | Residential | Electric heating |  | 1 | 289.47
[75 empty] | Gas network connection | 167 | Residential | Electric heating |  | 1 | 289.47
[75 empty] | Gas network connection | 168 | Residential | Electric heating |  | 1 | 289.47
[75 empty] | Gas network connection | 169 | Residential | Gas boiler |  | 0 | 0
[75 empty] | Gas network connection | 170 | Residential | Gas boiler |  | 0 | 0
[75 empty] | Gas network connection | 171 | Residential | Gas boiler |  | 0 | 0
[75 empty] | Gas network connection | 172 | Residential | Gas boiler |  | 0 | 0
[75 empty] | Gas network connection | 173 | Residential | Gas boiler |  | 0 | 0
[75 empty] | Gas network connection | 174 | Residential | Gas boiler |  | 0 | 0
[75 empty] | Gas network connection | 175 | Residential | Gas boiler |  | 0 | 0
[75 empty] | Gas network connection | 176 | Residential | Oil boiler |  | 1 | 289.47
[75 empty] | Gas network connection | 177 | Residential | Oil boiler |  | 1 | 289.47
[75 empty] | Gas network connection | 178 | Residential | Oil boiler |  | 1 | 289.47
[75 empty] | Gas network connection | 179 | Residential | Oil boiler |  | 1 | 289.47
[75 empty] | Gas network connection | 180 | Residential | Oil boiler |  | 1 | 289.47
[75 empty] | Gas network connection | 181 | Residential | Oil boiler |  | 1 | 289.47
[75 empty] | Gas network connection | 182 | Residential | Oil boiler |  | 1 | 289.47
[75 empty] | Gas network connection | 183 | Residential | Solid boiler |  | 1 | 289.47
[75 empty] | Gas network connection | 184 | Residential | Solid boiler |  | 1 | 289.47
[75 empty] | Gas network connection | 185 | Residential | Solid boiler |  | 1 | 289.47
[75 empty] | Gas network connection | 186 | Residential | Solid boiler |  | 1 | 289.47
[75 empty] | Gas network connection | 187 | Residential | Solid boiler |  | 1 | 289.47
[75 empty] | Gas network connection | 188 | Residential | Solid boiler |  | 1 | 289.47
[75 empty] | Gas network connection | 189 | Residential | Solid boiler |  | 1 | 289.47
[75 empty] | Gas network connection | 190 | Residential | Electric heating |  | 1 | 289.47
[75 empty] | Gas network connection | 191 | Residential | Electric heating |  | 1 | 289.47
[75 empty] | Gas network connection | 192 | Residential | Electric heating |  | 1 | 289.47
[75 empty] | Gas network connection | 193 | Residential | Electric heating |  | 1 | 289.47
[75 empty] | Gas network connection | 194 | Residential | Electric heating |  | 1 | 289.47
[75 empty] | Gas network connection | 195 | Residential | Electric heating |  | 1 | 289.47
[75 empty] | Gas network connection | 196 | Residential | Electric heating |  | 1 | 289.47
[75 empty] | Gas network connection | 197 | Residential | Gas boiler |  | 0 | 0
[75 empty] | Gas network connection | 198 | Residential | Gas boiler |  | 0 | 0
[75 empty] | Gas network connection | 199 | Residential | Gas boiler |  | 0 | 0
[75 empty] | Gas network connection | 200 | Residential | Gas boiler |  | 0 | 0
[75 empty] | Gas network connection | 201 | Residential | Gas boiler |  | 0 | 0
[75 empty] | Gas network connection | 202 | Residential | Gas boiler |  | 0 | 0
[75 empty] | Gas network connection | 203 | Residential | Gas boiler |  | 0 | 0
[75 empty] | Gas network connection | 204 | Residential | Oil boiler |  | 1 | 289.47
[75 empty] | Gas network connection | 205 | Residential | Oil boiler |  | 1 | 289.47
[75 empty] | Gas network connection | 206 | Residential | Oil boiler |  | 1 | 289.47
[75 empty] | Gas network connection | 207 | Residential | Oil boiler |  | 1 | 289.47
[75 empty] | Gas network connection | 208 | Residential | Oil boiler |  | 1 | 289.47
[75 empty] | Gas network connection | 209 | Residential | Oil boiler |  | 1 | 289.47
[75 empty] | Gas network connection | 210 | Residential | Oil boiler |  | 1 | 289.47
[75 empty] | Gas network connection | 211 | Residential | Solid boiler |  | 1 | 289.47
[75 empty] | Gas network connection | 212 | Residential | Solid boiler |  | 1 | 289.47
[75 empty] | Gas network connection | 213 | Residential | Solid boiler |  | 1 | 289.47
[75 empty] | Gas network connection | 214 | Residential | Solid boiler |  | 1 | 289.47
[75 empty] | Gas network connection | 215 | Residential | Solid boiler |  | 1 | 289.47
[75 empty] | Gas network connection | 216 | Residential | Solid boiler |  | 1 | 289.47
[75 empty] | Gas network connection | 217 | Residential | Solid boiler |  | 1 | 289.47
[75 empty] | Gas network connection | 218 | Residential | Electric heating |  | 1 | 289.47
[75 empty] | Gas network connection | 219 | Residential | Electric heating |  | 1 | 289.47
[75 empty] | Gas network connection | 220 | Residential | Electric heating |  | 1 | 289.47
[75 empty] | Gas network connection | 221 | Residential | Electric heating |  | 1 | 289.47
[75 empty] | Gas network connection | 222 | Residential | Electric heating |  | 1 | 289.47
[75 empty] | Gas network connection | 223 | Residential | Electric heating |  | 1 | 289.47
[75 empty] | Gas network connection | 224 | Residential | Electric heating |  | 1 | 289.47
[75 empty] | Gas network connection | 225 | Residential | Gas boiler |  | 0 | 0
[75 empty] | Gas network connection | 226 | Residential | Gas boiler |  | 0 | 0
[75 empty] | Gas network connection | 227 | Residential | Gas boiler |  | 0 | 0
[75 empty] | Gas network connection | 228 | Residential | Gas boiler |  | 0 | 0
[75 empty] | Gas network connection | 229 | Residential | Gas boiler |  | 0 | 0
[75 empty] | Gas network connection | 230 | Residential | Gas boiler |  | 0 | 0
[75 empty] | Gas network connection | 231 | Residential | Gas boiler |  | 0 | 0
[75 empty] | Gas network connection | 232 | Residential | Oil boiler |  | 1 | 289.47
[75 empty] | Gas network connection | 233 | Residential | Oil boiler |  | 1 | 289.47
[75 empty] | Gas network connection | 234 | Residential | Oil boiler |  | 1 | 289.47
[75 empty] | Gas network connection | 235 | Residential | Oil boiler |  | 1 | 289.47
[75 empty] | Gas network connection | 236 | Residential | Oil boiler |  | 1 | 289.47
[75 empty] | Gas network connection | 237 | Residential | Oil boiler |  | 1 | 289.47
[75 empty] | Gas network connection | 238 | Residential | Oil boiler |  | 1 | 289.47
[75 empty] | Gas network connection | 239 | Residential | Solid boiler |  | 1 | 289.47
[75 empty] | Gas network connection | 240 | Residential | Solid boiler |  | 1 | 289.47
[75 empty] | Gas network connection | 241 | Residential | Solid boiler |  | 1 | 289.47
[75 empty] | Gas network connection | 242 | Residential | Solid boiler |  | 1 | 289.47
[75 empty] | Gas network connection | 243 | Residential | Solid boiler |  | 1 | 289.47
[75 empty] | Gas network connection | 244 | Residential | Solid boiler |  | 1 | 289.47
[75 empty] | Gas network connection | 245 | Residential | Solid boiler |  | 1 | 289.47
[75 empty] | Gas network connection | 246 | Residential | Electric heating |  | 1 | 289.47
[75 empty] | Gas network connection | 247 | Residential | Electric heating |  | 1 | 289.47
[75 empty] | Gas network connection | 248 | Residential | Electric heating |  | 1 | 289.47
[75 empty] | Gas network connection | 249 | Residential | Electric heating |  | 1 | 289.47
[75 empty] | Gas network connection | 250 | Residential | Electric heating |  | 1 | 289.47
[75 empty] | Gas network connection | 251 | Residential | Electric heating |  | 1 | 289.47
[75 empty] | Gas network connection | 252 | Residential | Electric heating |  | 1 | 289.47
[75 empty] | Gas network connection | 253 | Residential | Gas boiler |  | 0 | 0
[75 empty] | Gas network connection | 254 | Residential | Gas boiler |  | 0 | 0
[75 empty] | Gas network connection | 255 | Residential | Gas boiler |  | 0 | 0
[75 empty] | Gas network connection | 256 | Residential | Gas boiler |  | 0 | 0
[75 empty] | Gas network connection | 257 | Residential | Gas boiler |  | 0 | 0
[75 empty] | Gas network connection | 258 | Residential | Gas boiler |  | 0 | 0
[75 empty] | Gas network connection | 259 | Residential | Gas boiler |  | 0 | 0
[75 empty] | Gas network connection | 260 | Residential | Oil boiler |  | 1 | 289.47
[75 empty] | Gas network connection | 261 | Residential | Oil boiler |  | 1 | 289.47
[75 empty] | Gas network connection | 262 | Residential | Oil boiler |  | 1 | 289.47
[75 empty] | Gas network connection | 263 | Residential | Oil boiler |  | 1 | 289.47
[75 empty] | Gas network connection | 264 | Residential | Oil boiler |  | 1 | 289.47
[75 empty] | Gas network connection | 265 | Residential | Oil boiler |  | 1 | 289.47
[75 empty] | Gas network connection | 266 | Residential | Oil boiler |  | 1 | 289.47
[75 empty] | Gas network connection | 267 | Residential | Solid boiler |  | 1 | 289.47
[75 empty] | Gas network connection | 268 | Residential | Solid boiler |  | 1 | 289.47
[75 empty] | Gas network connection | 269 | Residential | Solid boiler |  | 1 | 289.47
[75 empty] | Gas network connection | 270 | Residential | Solid boiler |  | 1 | 289.47
[75 empty] | Gas network connection | 271 | Residential | Solid boiler |  | 1 | 289.47
[75 empty] | Gas network connection | 272 | Residential | Solid boiler |  | 1 | 289.47
[75 empty] | Gas network connection | 273 | Residential | Solid boiler |  | 1 | 289.47
[75 empty] | Gas network connection | 274 | Agriculture | Electric heating |  | 1 | 289.47
[75 empty] | Gas network connection | 275 | Agriculture | Electric heating |  | 1 | 289.47
[75 empty] | Gas network connection | 276 | Agriculture | Electric heating |  | 1 | 289.47
[75 empty] | Gas network connection | 277 | Agriculture | Electric heating |  | 1 | 289.47
[75 empty] | Gas network connection | 278 | Agriculture | Oil boiler |  | 1 | 289.47
[75 empty] | Gas network connection | 279 | Agriculture | Oil boiler |  | 1 | 289.47
[75 empty] | Gas network connection | 280 | Agriculture | Oil boiler |  | 1 | 289.47
[75 empty] | Gas network connection | 281 | Agriculture | Oil boiler |  | 1 | 289.47
[75 empty] | Gas network connection | 282 | Agriculture | Oil boiler |  | 1 | 289.47
[75 empty] | Gas network connection | 283 | Agriculture | Oil boiler |  | 1 | 289.47
[75 empty] | Gas network connection | 284 | Agriculture | Oil boiler |  | 1 | 289.47
[75 empty] | Gas network connection | 285 | Industry | Boiler |  | 0 | 0
[75 empty] | Gas network connection | 286 | Industry | CHP |  | 0 | 0
[75 empty] | Gas network connection | 287 | Industry | Furnace |  | 0 | 0
[75 empty] | Gas network connection | 288 | Industry | Cement/Lime Kiln |  | 0 | 0
[75 empty] | Gas network connection | 289 | Industry | Furnace |  | 0 | 0
[75 empty] | Gas network connection | 290 | Industry | Dryer |  | 0 | 0
[75 empty] | Gas network connection | 291 | Industry | Boiler |  | 0 | 0
[75 empty] | Gas network connection | 292 | Industry | CHP |  | 0 | 0
[75 empty] | Gas network connection | 293 | Industry | Furnace |  | 0 | 0
[75 empty] | Gas network connection | 294 | Industry | Boiler |  | 0 | 0
[75 empty] | Gas network connection | 295 | Industry | Dryer |  | 0 | 0
[75 empty] | Gas network connection | 296 | Industry | Other Kiln |  | 0 | 0
[75 empty] | Gas network connection | 297 | Industry | Boiler |  | 0 | 0
[75 empty] | Gas network connection | 298 | Industry | Dryer |  | 0 | 0
[75 empty] | Gas network connection | 299 | Industry | Boiler |  | 0 | 0
[75 empty] | Gas network connection | 300 | Industry | CHP |  | 0 | 0
[75 empty] | Gas network connection | 301 | Industry | Oven |  | 0 | 0
[75 empty] | Gas network connection | 302 | Industry | Dryer |  | 0 | 0
[75 empty] | Gas network connection | 303 | Industry | Cement/Lime Kiln |  | 0 | 0
[75 empty] | Gas network connection | 304 | Industry | Other Kiln |  | 0 | 0
[75 empty] | Gas network connection | 305 | Industry | Furnace |  | 0 | 0
[75 empty] | Gas network connection | 306 | Industry | Dryer |  | 0 | 0
[75 empty] | Gas network connection | 307 | Industry | Other Kiln |  | 0 | 0
[75 empty] | Gas network connection | 308 | Industry | Boiler |  | 0 | 0
[75 empty] | Gas network connection | 309 | Industry | CHP |  | 0 | 0
[75 empty] | Gas network connection | 310 | Industry | Oven |  | 0 | 0
[75 empty] | Gas network connection | 311 | Industry | Furnace |  | 0 | 0
[75 empty] | Gas network connection | 312 | Industry | Dryer |  | 0 | 0
[75 empty] | Gas network connection | 313 | Industry | Boiler |  | 0 | 0
[75 empty] | Gas network connection | 314 | Industry | CHP |  | 0 | 0
[75 empty] | Gas network connection | 315 | Industry | Oven |  | 0 | 0
[75 empty] | Gas network connection | 316 | Industry | Furnace |  | 0 | 0
[75 empty] | Gas network connection | 317 | Industry | Dryer |  | 0 | 0
[75 empty] | Gas network connection | 318 | Industry | Boiler |  | 0 | 0
[75 empty] | Gas network connection | 319 | Industry | CHP |  | 0 | 0
[75 empty] | Gas network connection | 320 | Industry | Furnace |  | 0 | 0
[75 empty] | Gas network connection | 321 | Industry | Cement/Lime Kiln |  | 0 | 0
[75 empty] | Gas network connection | 322 | Industry | Furnace |  | 0 | 0
[75 empty] | Gas network connection | 323 | Industry | Dryer |  | 0 | 0
[75 empty] | Gas network connection | 324 | Industry | Boiler |  | 0 | 0
[75 empty] | Gas network connection | 325 | Industry | CHP |  | 0 | 0
[75 empty] | Gas network connection | 326 | Industry | Furnace |  | 0 | 0
[75 empty] | Gas network connection | 327 | Industry | Boiler |  | 0 | 0
[75 empty] | Gas network connection | 328 | Industry | Dryer |  | 0 | 0
[75 empty] | Gas network connection | 329 | Industry | Other Kiln |  | 0 | 0
[75 empty] | Gas network connection | 330 | Industry | Boiler |  | 0 | 0
[75 empty] | Gas network connection | 331 | Industry | Dryer |  | 0 | 0
[75 empty] | Gas network connection | 332 | Industry | Boiler |  | 0 | 0
[75 empty] | Gas network connection | 333 | Industry | CHP |  | 0 | 0
[75 empty] | Gas network connection | 334 | Industry | Oven |  | 0 | 0
[75 empty] | Gas network connection | 335 | Industry | Dryer |  | 0 | 0
[75 empty] | Gas network connection | 336 | Industry | Cement/Lime Kiln |  | 0 | 0
[75 empty] | Gas network connection | 337 | Industry | Other Kiln |  | 0 | 0
[75 empty] | Gas network connection | 338 | Industry | Furnace |  | 0 | 0
[75 empty] | Gas network connection | 339 | Industry | Dryer |  | 0 | 0
[75 empty] | Gas network connection | 340 | Industry | Other Kiln |  | 0 | 0
[75 empty] | Gas network connection | 341 | Industry | Boiler |  | 0 | 0
[75 empty] | Gas network connection | 342 | Industry | CHP |  | 0 | 0
[75 empty] | Gas network connection | 343 | Industry | Oven |  | 0 | 0
[75 empty] | Gas network connection | 344 | Industry | Furnace |  | 0 | 0
[75 empty] | Gas network connection | 345 | Industry | Dryer |  | 0 | 0
[75 empty] | Gas network connection | 346 | Industry | Boiler |  | 0 | 0
[75 empty] | Gas network connection | 347 | Industry | CHP |  | 0 | 0
[75 empty] | Gas network connection | 348 | Industry | Oven |  | 0 | 0
[75 empty] | Gas network connection | 349 | Industry | Furnace |  | 0 | 0
[75 empty] | Gas network connection | 350 | Industry | Dryer |  | 0 | 0
[75 empty] | Gas network connection | 351 | Industry | Boiler |  | 0 | 0
[75 empty] | Gas network connection | 352 | Industry | CHP |  | 0 | 0
[75 empty] | Gas network connection | 353 | Industry | Furnace |  | 0 | 0
[75 empty] | Gas network connection | 354 | Industry | Cement/Lime Kiln |  | 0 | 0
[75 empty] | Gas network connection | 355 | Industry | Furnace |  | 0 | 0
[75 empty] | Gas network connection | 356 | Industry | Dryer |  | 0 | 0
[75 empty] | Gas network connection | 357 | Industry | Boiler |  | 0 | 0
[75 empty] | Gas network connection | 358 | Industry | CHP |  | 0 | 0
[75 empty] | Gas network connection | 359 | Industry | Furnace |  | 0 | 0
[75 empty] | Gas network connection | 360 | Industry | Boiler |  | 0 | 0
[75 empty] | Gas network connection | 361 | Industry | Dryer |  | 0 | 0
[75 empty] | Gas network connection | 362 | Industry | Other Kiln |  | 0 | 0
[75 empty] | Gas network connection | 363 | Industry | Boiler |  | 0 | 0
[75 empty] | Gas network connection | 364 | Industry | Dryer |  | 0 | 0
[75 empty] | Gas network connection | 365 | Industry | Boiler |  | 0 | 0
[75 empty] | Gas network connection | 366 | Industry | CHP |  | 0 | 0
[75 empty] | Gas network connection | 367 | Industry | Oven |  | 0 | 0
[75 empty] | Gas network connection | 368 | Industry | Dryer |  | 0 | 0
[75 empty] | Gas network connection | 369 | Industry | Cement/Lime Kiln |  | 0 | 0
[75 empty] | Gas network connection | 370 | Industry | Other Kiln |  | 0 | 0
[75 empty] | Gas network connection | 371 | Industry | Furnace |  | 0 | 0
[75 empty] | Gas network connection | 372 | Industry | Dryer |  | 0 | 0
[75 empty] | Gas network connection | 373 | Industry | Other Kiln |  | 0 | 0
[75 empty] | Gas network connection | 374 | Industry | Boiler |  | 0 | 0
[75 empty] | Gas network connection | 375 | Industry | CHP |  | 0 | 0
[75 empty] | Gas network connection | 376 | Industry | Oven |  | 0 | 0
[75 empty] | Gas network connection | 377 | Industry | Furnace |  | 0 | 0
[75 empty] | Gas network connection | 378 | Industry | Dryer |  | 0 | 0
[75 empty] | Gas network connection | 379 | Industry | Boiler |  | 0 | 0
[75 empty] | Gas network connection | 380 | Industry | CHP |  | 0 | 0
[75 empty] | Gas network connection | 381 | Industry | Oven |  | 0 | 0
[75 empty] | Gas network connection | 382 | Industry | Furnace |  | 0 | 0
[75 empty] | Gas network connection | 383 | Industry | Dryer |  | 0 | 0
[75 empty] | Gas network connection | 384 | Industry | Boiler |  | 0 | 0
[75 empty] | Gas network connection | 385 | Industry | CHP |  | 0 | 0
[75 empty] | Gas network connection | 386 | Industry | Furnace |  | 0 | 0
[75 empty] | Gas network connection | 387 | Industry | Cement/Lime Kiln |  | 0 | 0
[75 empty] | Gas network connection | 388 | Industry | Furnace |  | 0 | 0
[75 empty] | Gas network connection | 389 | Industry | Dryer |  | 0 | 0
[75 empty] | Gas network connection | 390 | Industry | Boiler |  | 0 | 0
[75 empty] | Gas network connection | 391 | Industry | CHP |  | 0 | 0
[75 empty] | Gas network connection | 392 | Industry | Furnace |  | 0 | 0
[75 empty] | Gas network connection | 393 | Industry | Boiler |  | 0 | 0
[75 empty] | Gas network connection | 394 | Industry | Dryer |  | 0 | 0
[75 empty] | Gas network connection | 395 | Industry | Other Kiln |  | 0 | 0
[75 empty] | Gas network connection | 396 | Industry | Boiler |  | 0 | 0
[75 empty] | Gas network connection | 397 | Industry | Dryer |  | 0 | 0
[75 empty] | Gas network connection | 398 | Industry | Boiler |  | 0 | 0
[75 empty] | Gas network connection | 399 | Industry | CHP |  | 0 | 0
[75 empty] | Gas network connection | 400 | Industry | Oven |  | 0 | 0
[75 empty] | Gas network connection | 401 | Industry | Dryer |  | 0 | 0
[75 empty] | Gas network connection | 402 | Industry | Cement/Lime Kiln |  | 0 | 0
[75 empty] | Gas network connection | 403 | Industry | Other Kiln |  | 0 | 0
[75 empty] | Gas network connection | 404 | Industry | Furnace |  | 0 | 0
[75 empty] | Gas network connection | 405 | Industry | Dryer |  | 0 | 0
[75 empty] | Gas network connection | 406 | Industry | Other Kiln |  | 0 | 0
[75 empty] | Gas network connection | 407 | Industry | Boiler |  | 0 | 0
[75 empty] | Gas network connection | 408 | Industry | CHP |  | 0 | 0
[75 empty] | Gas network connection | 409 | Industry | Oven |  | 0 | 0
[75 empty] | Gas network connection | 410 | Industry | Furnace |  | 0 | 0
[75 empty] | Gas network connection | 411 | Industry | Dryer |  | 0 | 0
[75 empty] | Gas network connection | 412 | Industry | Boiler |  | 0 | 0
[75 empty] | Gas network connection | 413 | Industry | CHP |  | 0 | 0
[75 empty] | Gas network connection | 414 | Industry | Oven |  | 0 | 0
[75 empty] | Gas network connection | 415 | Industry | Furnace |  | 0 | 0
[75 empty] | Gas network connection | 416 | Industry | Dryer |  | 0 | 0
[75 empty] | Gas network connection | 417 | Industry | Boiler |  | 0 | 0
[75 empty] | Gas network connection | 418 | Industry | CHP |  | 0 | 0
[75 empty] | Gas network connection | 419 | Industry | Furnace |  | 0 | 0
[75 empty] | Gas network connection | 420 | Industry | Cement/Lime Kiln |  | 0 | 0
[75 empty] | Gas network connection | 421 | Industry | Furnace |  | 0 | 0
[75 empty] | Gas network connection | 422 | Industry | Dryer |  | 0 | 0
[75 empty] | Gas network connection | 423 | Industry | Boiler |  | 0 | 0
[75 empty] | Gas network connection | 424 | Industry | CHP |  | 0 | 0
[75 empty] | Gas network connection | 425 | Industry | Furnace |  | 0 | 0
[75 empty] | Gas network connection | 426 | Industry | Boiler |  | 0 | 0
[75 empty] | Gas network connection | 427 | Industry | Dryer |  | 0 | 0
[75 empty] | Gas network connection | 428 | Industry | Other Kiln |  | 0 | 0
[75 empty] | Gas network connection | 429 | Industry | Boiler |  | 0 | 0
[75 empty] | Gas network connection | 430 | Industry | Dryer |  | 0 | 0
[75 empty] | Gas network connection | 431 | Industry | Boiler |  | 0 | 0
[75 empty] | Gas network connection | 432 | Industry | CHP |  | 0 | 0
[75 empty] | Gas network connection | 433 | Industry | Oven |  | 0 | 0
[75 empty] | Gas network connection | 434 | Industry | Dryer |  | 0 | 0
[75 empty] | Gas network connection | 435 | Industry | Cement/Lime Kiln |  | 0 | 0
[75 empty] | Gas network connection | 436 | Industry | Other Kiln |  | 0 | 0
[75 empty] | Gas network connection | 437 | Industry | Furnace |  | 0 | 0
[75 empty] | Gas network connection | 438 | Industry | Dryer |  | 0 | 0
[75 empty] | Gas network connection | 439 | Industry | Other Kiln |  | 0 | 0
[75 empty] | Gas network connection | 440 | Industry | Boiler |  | 0 | 0
[75 empty] | Gas network connection | 441 | Industry | CHP |  | 0 | 0
[75 empty] | Gas network connection | 442 | Industry | Oven |  | 0 | 0
[75 empty] | Gas network connection | 443 | Industry | Furnace |  | 0 | 0
[75 empty] | Gas network connection | 444 | Industry | Dryer |  | 0 | 0
[75 empty] | Gas network connection | 445 | Industry | Boiler |  | 0 | 0
[75 empty] | Gas network connection | 446 | Industry | CHP |  | 0 | 0
[75 empty] | Gas network connection | 447 | Industry | Oven |  | 0 | 0
[75 empty] | Gas network connection | 448 | Industry | Furnace |  | 0 | 0
[75 empty] | Gas network connection | 449 | Industry | Dryer |  | 0 | 0
[75 empty] | Gas network connection | 450 | Industry | Boiler |  | 0 | 0
[75 empty] | Gas network connection | 451 | Industry | CHP |  | 0 | 0
[75 empty] | Gas network connection | 452 | Industry | Furnace |  | 0 | 0
[75 empty] | Gas network connection | 453 | Industry | Cement/Lime Kiln |  | 0 | 0
[75 empty] | Gas network connection | 454 | Industry | Furnace |  | 0 | 0
[75 empty] | Gas network connection | 455 | Industry | Dryer |  | 0 | 0
[75 empty] | Gas network connection | 456 | Industry | Boiler |  | 0 | 0
[75 empty] | Gas network connection | 457 | Industry | CHP |  | 0 | 0
[75 empty] | Gas network connection | 458 | Industry | Furnace |  | 0 | 0
[75 empty] | Gas network connection | 459 | Industry | Boiler |  | 0 | 0
[75 empty] | Gas network connection | 460 | Industry | Dryer |  | 0 | 0
[75 empty] | Gas network connection | 461 | Industry | Other Kiln |  | 0 | 0
[75 empty] | Gas network connection | 462 | Industry | Boiler |  | 0 | 0
[75 empty] | Gas network connection | 463 | Industry | Dryer |  | 0 | 0
[75 empty] | Gas network connection | 464 | Industry | Boiler |  | 0 | 0
[75 empty] | Gas network connection | 465 | Industry | CHP |  | 0 | 0
[75 empty] | Gas network connection | 466 | Industry | Oven |  | 0 | 0
[75 empty] | Gas network connection | 467 | Industry | Dryer |  | 0 | 0
[75 empty] | Gas network connection | 468 | Industry | Cement/Lime Kiln |  | 0 | 0
[75 empty] | Gas network connection | 469 | Industry | Other Kiln |  | 0 | 0
[75 empty] | Gas network connection | 470 | Industry | Furnace |  | 0 | 0
[75 empty] | Gas network connection | 471 | Industry | Dryer |  | 0 | 0
[75 empty] | Gas network connection | 472 | Industry | Other Kiln |  | 0 | 0
[75 empty] | Gas network connection | 473 | Industry | Boiler |  | 0 | 0
[75 empty] | Gas network connection | 474 | Industry | CHP |  | 0 | 0
[75 empty] | Gas network connection | 475 | Industry | Oven |  | 0 | 0
[75 empty] | Gas network connection | 476 | Industry | Furnace |  | 0 | 0
[75 empty] | Gas network connection | 477 | Industry | Dryer |  | 0 | 0
[75 empty] | Gas network connection | 478 | Industry | Boiler |  | 0 | 0
[75 empty] | Gas network connection | 479 | Industry | CHP |  | 0 | 0
[75 empty] | Gas network connection | 480 | Industry | Oven |  | 0 | 0
[75 empty] | Gas network connection | 481 | Industry | Furnace |  | 0 | 0
[75 empty] | Gas network connection | 482 | Industry | Dryer |  | 0 | 0
[75 empty] | Gas network connection | 483 | Industry | Boiler |  | 0 | 0
[75 empty] | Gas network connection | 484 | Industry | CHP |  | 0 | 0
[75 empty] | Gas network connection | 485 | Industry | Furnace |  | 0 | 0
[75 empty] | Gas network connection | 486 | Industry | Cement/Lime Kiln |  | 0 | 0
[75 empty] | Gas network connection | 487 | Industry | Furnace |  | 0 | 0
[75 empty] | Gas network connection | 488 | Industry | Dryer |  | 0 | 0
[75 empty] | Gas network connection | 489 | Industry | Boiler |  | 0 | 0
[75 empty] | Gas network connection | 490 | Industry | CHP |  | 0 | 0
[75 empty] | Gas network connection | 491 | Industry | Furnace |  | 0 | 0
[75 empty] | Gas network connection | 492 | Industry | Boiler |  | 0 | 0
[75 empty] | Gas network connection | 493 | Industry | Dryer |  | 0 | 0
[75 empty] | Gas network connection | 494 | Industry | Other Kiln |  | 0 | 0
[75 empty] | Gas network connection | 495 | Industry | Boiler |  | 0 | 0
[75 empty] | Gas network connection | 496 | Industry | Dryer |  | 0 | 0
[75 empty] | Gas network connection | 497 | Industry | Boiler |  | 0 | 0
[75 empty] | Gas network connection | 498 | Industry | CHP |  | 0 | 0
[75 empty] | Gas network connection | 499 | Industry | Oven |  | 0 | 0
[75 empty] | Gas network connection | 500 | Industry | Dryer |  | 0 | 0
[75 empty] | Gas network connection | 501 | Industry | Cement/Lime Kiln |  | 0 | 0
[75 empty] | Gas network connection | 502 | Industry | Other Kiln |  | 0 | 0
[75 empty] | Gas network connection | 503 | Industry | Furnace |  | 0 | 0
[75 empty] | Gas network connection | 504 | Industry | Dryer |  | 0 | 0
[75 empty] | Gas network connection | 505 | Industry | Other Kiln |  | 0 | 0
[75 empty] | Gas network connection | 506 | Industry | Boiler |  | 0 | 0
[75 empty] | Gas network connection | 507 | Industry | CHP |  | 0 | 0
[75 empty] | Gas network connection | 508 | Industry | Oven |  | 0 | 0
[75 empty] | Gas network connection | 509 | Industry | Furnace |  | 0 | 0
[75 empty] | Gas network connection | 510 | Industry | Dryer |  | 0 | 0
[75 empty] | Gas network connection | 511 | Industry | Boiler |  | 0 | 0
[75 empty] | Gas network connection | 512 | Industry | CHP |  | 0 | 0
[75 empty] | Gas network connection | 513 | Industry | Oven |  | 0 | 0
[75 empty] | Gas network connection | 514 | Industry | Furnace |  | 0 | 0
[75 empty] | Gas network connection | 515 | Industry | Dryer |  | 0 | 0
[75 empty] | Gas network connection | 516 | Industry | Boiler |  | 0 | 0
[75 empty] | Gas network connection | 517 | Industry | CHP |  | 0 | 0
[75 empty] | Gas network connection | 518 | Industry | Furnace |  | 0 | 0
[75 empty] | Gas network connection | 519 | Industry | Cement/Lime Kiln |  | 0 | 0
[75 empty] | Gas network connection | 520 | Industry | Furnace |  | 0 | 0
[75 empty] | Gas network connection | 521 | Industry | Dryer |  | 0 | 0
[75 empty] | Gas network connection | 522 | Industry | Boiler |  | 0 | 0
[75 empty] | Gas network connection | 523 | Industry | CHP |  | 0 | 0
[75 empty] | Gas network connection | 524 | Industry | Furnace |  | 0 | 0
[75 empty] | Gas network connection | 525 | Industry | Boiler |  | 0 | 0
[75 empty] | Gas network connection | 526 | Industry | Dryer |  | 0 | 0
[75 empty] | Gas network connection | 527 | Industry | Other Kiln |  | 0 | 0
[75 empty] | Gas network connection | 528 | Industry | Boiler |  | 0 | 0
[75 empty] | Gas network connection | 529 | Industry | Dryer |  | 0 | 0
[75 empty] | Gas network connection | 530 | Industry | Boiler |  | 0 | 0
[75 empty] | Gas network connection | 531 | Industry | CHP |  | 0 | 0
[75 empty] | Gas network connection | 532 | Industry | Oven |  | 0 | 0
[75 empty] | Gas network connection | 533 | Industry | Dryer |  | 0 | 0
[75 empty] | Gas network connection | 534 | Industry | Cement/Lime Kiln |  | 0 | 0
[75 empty] | Gas network connection | 535 | Industry | Other Kiln |  | 0 | 0
[75 empty] | Gas network connection | 536 | Industry | Furnace |  | 0 | 0
[75 empty] | Gas network connection | 537 | Industry | Dryer |  | 0 | 0
[75 empty] | Gas network connection | 538 | Industry | Other Kiln |  | 0 | 0
[75 empty] | Gas network connection | 539 | Industry | Boiler |  | 0 | 0
[75 empty] | Gas network connection | 540 | Industry | CHP |  | 0 | 0
[75 empty] | Gas network connection | 541 | Industry | Oven |  | 0 | 0
[75 empty] | Gas network connection | 542 | Industry | Furnace |  | 0 | 0
[75 empty] | Gas network connection | 543 | Industry | Dryer |  | 0 | 0
[75 empty] | Gas network connection | 544 | Industry | Boiler |  | 0 | 0
[75 empty] | Gas network connection | 545 | Industry | CHP |  | 0 | 0
[75 empty] | Gas network connection | 546 | Industry | Oven |  | 0 | 0
[75 empty] | Gas network connection | 547 | Industry | Furnace |  | 0 | 0
[75 empty] | Gas network connection | 548 | Industry | Dryer |  | 0 | 0
[75 empty] | Gas network connection | 549 | Industry | Boiler |  | 0 | 0
[75 empty] | Gas network connection | 550 | Industry | CHP |  | 0 | 0
[75 empty] | Gas network connection | 551 | Industry | Furnace |  | 0 | 0
[75 empty] | Gas network connection | 552 | Industry | Cement/Lime Kiln |  | 0 | 0
[75 empty] | Gas network connection | 553 | Industry | Furnace |  | 0 | 0
[75 empty] | Gas network connection | 554 | Industry | Dryer |  | 0 | 0
[75 empty] | Gas network connection | 555 | Industry | Boiler |  | 0 | 0
[75 empty] | Gas network connection | 556 | Industry | CHP |  | 0 | 0
[75 empty] | Gas network connection | 557 | Industry | Furnace |  | 0 | 0
[75 empty] | Gas network connection | 558 | Industry | Boiler |  | 0 | 0
[75 empty] | Gas network connection | 559 | Industry | Dryer |  | 0 | 0
[75 empty] | Gas network connection | 560 | Industry | Other Kiln |  | 0 | 0
[75 empty] | Gas network connection | 561 | Industry | Boiler |  | 0 | 0
[75 empty] | Gas network connection | 562 | Industry | Dryer |  | 0 | 0
[75 empty] | Gas network connection | 563 | Industry | Boiler |  | 0 | 0
[75 empty] | Gas network connection | 564 | Industry | CHP |  | 0 | 0
[75 empty] | Gas network connection | 565 | Industry | Oven |  | 0 | 0
[75 empty] | Gas network connection | 566 | Industry | Dryer |  | 0 | 0
[75 empty] | Gas network connection | 567 | Industry | Cement/Lime Kiln |  | 0 | 0
[75 empty] | Gas network connection | 568 | Industry | Other Kiln |  | 0 | 0
[75 empty] | Gas network connection | 569 | Industry | Furnace |  | 0 | 0
[75 empty] | Gas network connection | 570 | Industry | Dryer |  | 0 | 0
[75 empty] | Gas network connection | 571 | Industry | Other Kiln |  | 0 | 0
[75 empty] | Gas network connection | 572 | Industry | Boiler |  | 0 | 0
[75 empty] | Gas network connection | 573 | Industry | CHP |  | 0 | 0
[75 empty] | Gas network connection | 574 | Industry | Oven |  | 0 | 0
[75 empty] | Gas network connection | 575 | Industry | Furnace |  | 0 | 0
[75 empty] | Gas network connection | 576 | Industry | Dryer |  | 0 | 0
[75 empty] | Gas network connection | 577 | Industry | Boiler |  | 0 | 0
[75 empty] | Gas network connection | 578 | Industry | CHP |  | 0 | 0
[75 empty] | Gas network connection | 579 | Industry | Oven |  | 0 | 0
[75 empty] | Gas network connection | 580 | Industry | Furnace |  | 0 | 0
[75 empty] | Gas network connection | 581 | Industry | Dryer |  | 0 | 0
[75 empty] | Gas network connection | 582 | Industry | Boiler |  | 0 | 0
[75 empty] | Gas network connection | 583 | Industry | CHP |  | 0 | 0
[75 empty] | Gas network connection | 584 | Industry | Furnace |  | 0 | 0
[75 empty] | Gas network connection | 585 | Industry | Cement/Lime Kiln |  | 0 | 0
[75 empty] | Gas network connection | 586 | Industry | Furnace |  | 0 | 0
[75 empty] | Gas network connection | 587 | Industry | Dryer |  | 0 | 0
[75 empty] | Gas network connection | 588 | Industry | Boiler |  | 0 | 0
[75 empty] | Gas network connection | 589 | Industry | CHP |  | 0 | 0
[75 empty] | Gas network connection | 590 | Industry | Furnace |  | 0 | 0
[75 empty] | Gas network connection | 591 | Industry | Boiler |  | 0 | 0
[75 empty] | Gas network connection | 592 | Industry | Dryer |  | 0 | 0
[75 empty] | Gas network connection | 593 | Industry | Other Kiln |  | 0 | 0
[75 empty] | Gas network connection | 594 | Industry | Boiler |  | 0 | 0
[75 empty] | Gas network connection | 595 | Industry | Dryer |  | 0 | 0
[75 empty] | Gas network connection | 596 | Industry | Boiler |  | 0 | 0
[75 empty] | Gas network connection | 597 | Industry | CHP |  | 0 | 0
[75 empty] | Gas network connection | 598 | Industry | Oven |  | 0 | 0
[75 empty] | Gas network connection | 599 | Industry | Dryer |  | 0 | 0
[75 empty] | Gas network connection | 600 | Industry | Cement/Lime Kiln |  | 0 | 0
[75 empty] | Gas network connection | 601 | Industry | Other Kiln |  | 0 | 0
[75 empty] | Gas network connection | 602 | Industry | Furnace |  | 0 | 0
[75 empty] | Gas network connection | 603 | Industry | Dryer |  | 0 | 0
[75 empty] | Gas network connection | 604 | Industry | Other Kiln |  | 0 | 0
[75 empty] | Gas network connection | 605 | Industry | Boiler |  | 0 | 0
[75 empty] | Gas network connection | 606 | Industry | CHP |  | 0 | 0
[75 empty] | Gas network connection | 607 | Industry | Oven |  | 0 | 0
[75 empty] | Gas network connection | 608 | Industry | Furnace |  | 0 | 0
[75 empty] | Gas network connection | 609 | Industry | Dryer |  | 0 | 0
[75 empty] | Gas network connection | 610 | Industry | Boiler |  | 0 | 0
[75 empty] | Gas network connection | 611 | Industry | CHP |  | 0 | 0
[75 empty] | Gas network connection | 612 | Industry | Oven |  | 0 | 0
[75 empty] | Gas network connection | 613 | Industry | Furnace |  | 0 | 0
[75 empty] | Gas network connection | 614 | Industry | Dryer |  | 0 | 0
[75 empty] | Gas network connection | 615 | Industry | Boiler |  | 0 | 0
[75 empty] | Gas network connection | 616 | Industry | CHP |  | 0 | 0
[75 empty] | Gas network connection | 617 | Industry | Furnace |  | 0 | 0
[75 empty] | Gas network connection | 618 | Industry | Cement/Lime Kiln |  | 0 | 0
[75 empty] | Gas network connection | 619 | Industry | Furnace |  | 0 | 0
[75 empty] | Gas network connection | 620 | Industry | Dryer |  | 0 | 0
[75 empty] | Gas network connection | 621 | Industry | Boiler |  | 0 | 0
[75 empty] | Gas network connection | 622 | Industry | CHP |  | 0 | 0
[75 empty] | Gas network connection | 623 | Industry | Furnace |  | 0 | 0
[75 empty] | Gas network connection | 624 | Industry | Boiler |  | 0 | 0
[75 empty] | Gas network connection | 625 | Industry | Dryer |  | 0 | 0
[75 empty] | Gas network connection | 626 | Industry | Other Kiln |  | 0 | 0
[75 empty] | Gas network connection | 627 | Industry | Boiler |  | 0 | 0
[75 empty] | Gas network connection | 628 | Industry | Dryer |  | 0 | 0
[75 empty] | Gas network connection | 629 | Industry | Boiler |  | 0 | 0
[75 empty] | Gas network connection | 630 | Industry | CHP |  | 0 | 0
[75 empty] | Gas network connection | 631 | Industry | Oven |  | 0 | 0
[75 empty] | Gas network connection | 632 | Industry | Dryer |  | 0 | 0
[75 empty] | Gas network connection | 633 | Industry | Cement/Lime Kiln |  | 0 | 0
[75 empty] | Gas network connection | 634 | Industry | Other Kiln |  | 0 | 0
[75 empty] | Gas network connection | 635 | Industry | Furnace |  | 0 | 0
[75 empty] | Gas network connection | 636 | Industry | Dryer |  | 0 | 0
[75 empty] | Gas network connection | 637 | Industry | Other Kiln |  | 0 | 0
[75 empty] | Gas network connection | 638 | Industry | Boiler |  | 0 | 0
[75 empty] | Gas network connection | 639 | Industry | CHP |  | 0 | 0
[75 empty] | Gas network connection | 640 | Industry | Oven |  | 0 | 0
[75 empty] | Gas network connection | 641 | Industry | Furnace |  | 0 | 0
[75 empty] | Gas network connection | 642 | Industry | Dryer |  | 0 | 0
[75 empty] | Gas network connection | 643 | Industry | Boiler |  | 0 | 0
[75 empty] | Gas network connection | 644 | Industry | CHP |  | 0 | 0
[75 empty] | Gas network connection | 645 | Industry | Oven |  | 0 | 0
[75 empty] | Gas network connection | 646 | Industry | Furnace |  | 0 | 0
[75 empty] | Gas network connection | 647 | Industry | Dryer |  | 0 | 0
[75 empty] | Gas network connection | 648 | Industry | Boiler |  | 0 | 0
[75 empty] | Gas network connection | 649 | Industry | CHP |  | 0 | 0
[75 empty] | Gas network connection | 650 | Industry | Furnace |  | 0 | 0
[75 empty] | Gas network connection | 651 | Industry | Cement/Lime Kiln |  | 0 | 0
[75 empty] | Gas network connection | 652 | Industry | Furnace |  | 0 | 0
[75 empty] | Gas network connection | 653 | Industry | Dryer |  | 0 | 0
[75 empty] | Gas network connection | 654 | Industry | Boiler |  | 0 | 0
[75 empty] | Gas network connection | 655 | Industry | CHP |  | 0 | 0
[75 empty] | Gas network connection | 656 | Industry | Furnace |  | 0 | 0
[75 empty] | Gas network connection | 657 | Industry | Boiler |  | 0 | 0
[75 empty] | Gas network connection | 658 | Industry | Dryer |  | 0 | 0
[75 empty] | Gas network connection | 659 | Industry | Other Kiln |  | 0 | 0
[75 empty] | Gas network connection | 660 | Industry | Boiler |  | 0 | 0
[75 empty] | Gas network connection | 661 | Industry | Dryer |  | 0 | 0
[75 empty] | Gas network connection | 662 | Industry | Boiler |  | 0 | 0
[75 empty] | Gas network connection | 663 | Industry | CHP |  | 0 | 0
[75 empty] | Gas network connection | 664 | Industry | Oven |  | 0 | 0
[75 empty] | Gas network connection | 665 | Industry | Dryer |  | 0 | 0
[75 empty] | Gas network connection | 666 | Industry | Cement/Lime Kiln |  | 0 | 0
[75 empty] | Gas network connection | 667 | Industry | Other Kiln |  | 0 | 0
[75 empty] | Gas network connection | 668 | Industry | Furnace |  | 0 | 0
[75 empty] | Gas network connection | 669 | Industry | Dryer |  | 0 | 0
[75 empty] | Gas network connection | 670 | Industry | Other Kiln |  | 0 | 0
[75 empty] | Gas network connection | 671 | Industry | Boiler |  | 0 | 0
[75 empty] | Gas network connection | 672 | Industry | CHP |  | 0 | 0
[75 empty] | Gas network connection | 673 | Industry | Oven |  | 0 | 0
[75 empty] | Gas network connection | 674 | Industry | Furnace |  | 0 | 0
[75 empty] | Gas network connection | 675 | Industry | Dryer |  | 0 | 0
[75 empty] | Gas network connection | 676 | Industry | Boiler |  | 0 | 0
[75 empty] | Gas network connection | 677 | Industry | CHP |  | 0 | 0
[75 empty] | Gas network connection | 678 | Industry | Oven |  | 0 | 0
[75 empty] | Gas network connection | 679 | Industry | Furnace |  | 0 | 0
[75 empty] | Gas network connection | 680 | Industry | Dryer |  | 0 | 0
[75 empty] | Replacement of cooker/hob | 1 | Commercial | Commercial electric heating |  | 1 | 0
[75 empty] | Replacement of cooker/hob | 2 | Commercial | Commercial electric heating |  | 1 | 0
[75 empty] | Replacement of cooker/hob | 3 | Commercial | Gas boiler |  | 0 | 0
[75 empty] | Replacement of cooker/hob | 4 | Commercial | Gas boiler |  | 0 | 0
[75 empty] | Replacement of cooker/hob | 5 | Commercial | Gas boiler |  | 0 | 0
[75 empty] | Replacement of cooker/hob | 6 | Commercial | Oil boiler |  | 1 | 0
[75 empty] | Replacement of cooker/hob | 7 | Commercial | Oil boiler |  | 1 | 0
[75 empty] | Replacement of cooker/hob | 8 | Commercial | Oil boiler |  | 1 | 0
[75 empty] | Replacement of cooker/hob | 9 | Commercial | Oil boiler |  | 1 | 0
[75 empty] | Replacement of cooker/hob | 10 | Commercial | Oil boiler |  | 1 | 0
[75 empty] | Replacement of cooker/hob | 11 | Commercial | Oil boiler |  | 1 | 0
[75 empty] | Replacement of cooker/hob | 12 | Commercial | Commercial electric heating |  | 1 | 0
[75 empty] | Replacement of cooker/hob | 13 | Commercial | Commercial electric heating |  | 1 | 0
[75 empty] | Replacement of cooker/hob | 14 | Commercial | Commercial electric heating |  | 1 | 0
[75 empty] | Replacement of cooker/hob | 15 | Commercial | Commercial electric heating |  | 1 | 0
[75 empty] | Replacement of cooker/hob | 16 | Commercial | Commercial electric heating |  | 1 | 0
[75 empty] | Replacement of cooker/hob | 17 | Commercial | Gas boiler |  | 0 | 0
[75 empty] | Replacement of cooker/hob | 18 | Commercial | Gas boiler |  | 0 | 0
[75 empty] | Replacement of cooker/hob | 19 | Commercial | Gas boiler |  | 0 | 0
[75 empty] | Replacement of cooker/hob | 20 | Commercial | Gas boiler |  | 0 | 0
[75 empty] | Replacement of cooker/hob | 21 | Commercial | Oil boiler |  | 1 | 0
[75 empty] | Replacement of cooker/hob | 22 | Commercial | Oil boiler |  | 1 | 0
[75 empty] | Replacement of cooker/hob | 23 | Commercial | Commercial electric heating |  | 1 | 0
[75 empty] | Replacement of cooker/hob | 24 | Commercial | Commercial electric heating |  | 1 | 0
[75 empty] | Replacement of cooker/hob | 25 | Commercial | Commercial electric heating |  | 1 | 0
[75 empty] | Replacement of cooker/hob | 26 | Commercial | Commercial electric heating |  | 1 | 0
[75 empty] | Replacement of cooker/hob | 27 | Commercial | Commercial electric heating |  | 1 | 0
[75 empty] | Replacement of cooker/hob | 28 | Commercial | Commercial electric heating |  | 1 | 0
[75 empty] | Replacement of cooker/hob | 29 | Commercial | Commercial electric heating |  | 1 | 0
[75 empty] | Replacement of cooker/hob | 30 | Commercial | Commercial electric heating |  | 1 | 0
[75 empty] | Replacement of cooker/hob | 31 | Commercial | Commercial electric heating |  | 1 | 0
[75 empty] | Replacement of cooker/hob | 32 | Commercial | Commercial electric heating |  | 1 | 0
[75 empty] | Replacement of cooker/hob | 33 | Commercial | Commercial electric heating |  | 1 | 0
[75 empty] | Replacement of cooker/hob | 34 | Commercial | Gas boiler |  | 0 | 0
[75 empty] | Replacement of cooker/hob | 35 | Commercial | Gas boiler |  | 0 | 0
[75 empty] | Replacement of cooker/hob | 36 | Commercial | Oil boiler |  | 1 | 0
[75 empty] | Replacement of cooker/hob | 37 | Commercial | Oil boiler |  | 1 | 0
[75 empty] | Replacement of cooker/hob | 38 | Commercial | Oil boiler |  | 1 | 0
[75 empty] | Replacement of cooker/hob | 39 | Commercial | Oil boiler |  | 1 | 0
[75 empty] | Replacement of cooker/hob | 40 | Commercial | Commercial electric heating |  | 1 | 0
[75 empty] | Replacement of cooker/hob | 41 | Commercial | Commercial electric heating |  | 1 | 0
[75 empty] | Replacement of cooker/hob | 42 | Commercial | Commercial electric heating |  | 1 | 0
[75 empty] | Replacement of cooker/hob | 43 | Commercial | Commercial electric heating |  | 1 | 0
[75 empty] | Replacement of cooker/hob | 44 | Commercial | Commercial electric heating |  | 1 | 0
[75 empty] | Replacement of cooker/hob | 45 | Commercial | Commercial electric heating |  | 1 | 0
[75 empty] | Replacement of cooker/hob | 46 | Commercial | Commercial electric heating |  | 1 | 0
[75 empty] | Replacement of cooker/hob | 47 | Commercial | Commercial electric heating |  | 1 | 0
[75 empty] | Replacement of cooker/hob | 48 | Commercial | Commercial electric heating |  | 1 | 0
[75 empty] | Replacement of cooker/hob | 49 | Commercial | Commercial electric heating |  | 1 | 0
[75 empty] | Replacement of cooker/hob | 50 | Commercial | Commercial electric heating |  | 1 | 0
[75 empty] | Replacement of cooker/hob | 51 | Commercial | Commercial electric heating |  | 1 | 0
[75 empty] | Replacement of cooker/hob | 52 | Commercial | Gas boiler |  | 0 | 0
[75 empty] | Replacement of cooker/hob | 53 | Commercial | Gas boiler |  | 0 | 0
[75 empty] | Replacement of cooker/hob | 54 | Commercial | Gas boiler |  | 0 | 0
[75 empty] | Replacement of cooker/hob | 55 | Commercial | Gas boiler |  | 0 | 0
[75 empty] | Replacement of cooker/hob | 56 | Commercial | Gas boiler |  | 0 | 0
[75 empty] | Replacement of cooker/hob | 57 | Commercial | Gas boiler |  | 0 | 0
[75 empty] | Replacement of cooker/hob | 58 | Commercial | Gas boiler |  | 0 | 0
[75 empty] | Replacement of cooker/hob | 59 | Commercial | Oil boiler |  | 1 | 0
[75 empty] | Replacement of cooker/hob | 60 | Commercial | Oil boiler |  | 1 | 0
[75 empty] | Replacement of cooker/hob | 61 | Commercial | Oil boiler |  | 1 | 0
[75 empty] | Replacement of cooker/hob | 62 | Commercial | Oil boiler |  | 1 | 0
[75 empty] | Replacement of cooker/hob | 63 | Commercial | Oil boiler |  | 1 | 0
[75 empty] | Replacement of cooker/hob | 64 | Commercial | Oil boiler |  | 1 | 0
[75 empty] | Replacement of cooker/hob | 65 | Commercial | Oil boiler |  | 1 | 0
[75 empty] | Replacement of cooker/hob | 66 | Commercial | Commercial electric heating |  | 1 | 0
[75 empty] | Replacement of cooker/hob | 67 | Commercial | Commercial electric heating |  | 1 | 0
[75 empty] | Replacement of cooker/hob | 68 | Commercial | Commercial electric heating |  | 1 | 0
[75 empty] | Replacement of cooker/hob | 69 | Commercial | Commercial electric heating |  | 1 | 0
[75 empty] | Replacement of cooker/hob | 70 | Commercial | Commercial electric heating |  | 1 | 0
[75 empty] | Replacement of cooker/hob | 71 | Commercial | Commercial electric heating |  | 1 | 0
[75 empty] | Replacement of cooker/hob | 72 | Commercial | Commercial electric heating |  | 1 | 0
[75 empty] | Replacement of cooker/hob | 73 | Commercial | Commercial electric heating |  | 1 | 0
[75 empty] | Replacement of cooker/hob | 74 | Commercial | Commercial electric heating |  | 1 | 0
[75 empty] | Replacement of cooker/hob | 75 | Commercial | Commercial electric heating |  | 1 | 0
[75 empty] | Replacement of cooker/hob | 76 | Commercial | Gas boiler |  | 0 | 0
[75 empty] | Replacement of cooker/hob | 77 | Commercial | Gas boiler |  | 0 | 0
[75 empty] | Replacement of cooker/hob | 78 | Commercial | Gas boiler |  | 0 | 0
[75 empty] | Replacement of cooker/hob | 79 | Commercial | Gas boiler |  | 0 | 0
[75 empty] | Replacement of cooker/hob | 80 | Commercial | Oil boiler |  | 1 | 0
[75 empty] | Replacement of cooker/hob | 81 | Commercial | Oil boiler |  | 1 | 0
[75 empty] | Replacement of cooker/hob | 82 | Commercial | Oil boiler |  | 1 | 0
[75 empty] | Replacement of cooker/hob | 83 | Commercial | Oil boiler |  | 1 | 0
[75 empty] | Replacement of cooker/hob | 84 | Commercial | Commercial electric heating |  | 1 | 0
[75 empty] | Replacement of cooker/hob | 85 | Commercial | Commercial electric heating |  | 1 | 0
[75 empty] | Replacement of cooker/hob | 86 | Commercial | Commercial electric heating |  | 1 | 0
[75 empty] | Replacement of cooker/hob | 87 | Commercial | Commercial electric heating |  | 1 | 0
[75 empty] | Replacement of cooker/hob | 88 | Commercial | Commercial electric heating |  | 1 | 0
[75 empty] | Replacement of cooker/hob | 89 | Commercial | Commercial electric heating |  | 1 | 0
[75 empty] | Replacement of cooker/hob | 90 | Commercial | Commercial electric heating |  | 1 | 0
[75 empty] | Replacement of cooker/hob | 91 | Commercial | Commercial electric heating |  | 1 | 0
[75 empty] | Replacement of cooker/hob | 92 | Commercial | Commercial electric heating |  | 1 | 0
[75 empty] | Replacement of cooker/hob | 93 | Commercial | Commercial electric heating |  | 1 | 0
[75 empty] | Replacement of cooker/hob | 94 | Commercial | Gas boiler |  | 0 | 0
[75 empty] | Replacement of cooker/hob | 95 | Commercial | Gas boiler |  | 0 | 0
[75 empty] | Replacement of cooker/hob | 96 | Commercial | Gas boiler |  | 0 | 0
[75 empty] | Replacement of cooker/hob | 97 | Commercial | Gas boiler |  | 0 | 0
[75 empty] | Replacement of cooker/hob | 98 | Commercial | Oil boiler |  | 1 | 0
[75 empty] | Replacement of cooker/hob | 99 | Commercial | Oil boiler |  | 1 | 0
[75 empty] | Replacement of cooker/hob | 100 | Commercial | Oil boiler |  | 1 | 0
[75 empty] | Replacement of cooker/hob | 101 | Commercial | Oil boiler |  | 1 | 0
[75 empty] | Replacement of cooker/hob | 102 | Commercial | Oil boiler |  | 1 | 0
[75 empty] | Replacement of cooker/hob | 103 | Commercial | Oil boiler |  | 1 | 0
[75 empty] | Replacement of cooker/hob | 104 | Commercial | Commercial electric heating |  | 1 | 0
[75 empty] | Replacement of cooker/hob | 105 | Commercial | Commercial electric heating |  | 1 | 0
[75 empty] | Replacement of cooker/hob | 106 | Commercial | Commercial electric heating |  | 1 | 0
[75 empty] | Replacement of cooker/hob | 107 | Commercial | Commercial electric heating |  | 1 | 0
[75 empty] | Replacement of cooker/hob | 108 | Commercial | Gas boiler |  | 0 | 0
[75 empty] | Replacement of cooker/hob | 109 | Commercial | Gas boiler |  | 0 | 0
[75 empty] | Replacement of cooker/hob | 110 | Commercial | Oil boiler |  | 1 | 0
[75 empty] | Replacement of cooker/hob | 111 | Commercial | Oil boiler |  | 1 | 0
[75 empty] | Replacement of cooker/hob | 112 | Commercial | Commercial electric heating |  | 1 | 0
[75 empty] | Replacement of cooker/hob | 113 | Commercial | Oil boiler |  | 1 | 0
[75 empty] | Replacement of cooker/hob | 114 | Commercial | Oil boiler |  | 1 | 0
[75 empty] | Replacement of cooker/hob | 115 | Commercial | Oil boiler |  | 1 | 0
[75 empty] | Replacement of cooker/hob | 116 | Public | Oil boiler |  | 1 | 0
[75 empty] | Replacement of cooker/hob | 117 | Public | Oil boiler |  | 1 | 0
[75 empty] | Replacement of cooker/hob | 118 | Public | Gas boiler |  | 0 | 0
[75 empty] | Replacement of cooker/hob | 119 | Public | Gas boiler |  | 0 | 0
[75 empty] | Replacement of cooker/hob | 120 | Public | Gas boiler |  | 0 | 0
[75 empty] | Replacement of cooker/hob | 121 | Public | Gas boiler |  | 0 | 0
[75 empty] | Replacement of cooker/hob | 122 | Public | Gas boiler |  | 0 | 0
[75 empty] | Replacement of cooker/hob | 123 | Public | Oil boiler |  | 1 | 0
[75 empty] | Replacement of cooker/hob | 124 | Public | Oil boiler |  | 1 | 0
[75 empty] | Replacement of cooker/hob | 125 | Public | Oil boiler |  | 1 | 0
[75 empty] | Replacement of cooker/hob | 126 | Public | Oil boiler |  | 1 | 0
[75 empty] | Replacement of cooker/hob | 127 | Public | Oil boiler |  | 1 | 0
[75 empty] | Replacement of cooker/hob | 128 | Public | Oil boiler |  | 1 | 0
[75 empty] | Replacement of cooker/hob | 129 | Public | Gas boiler |  | 0 | 0
[75 empty] | Replacement of cooker/hob | 130 | Public | Gas boiler |  | 0 | 0
[75 empty] | Replacement of cooker/hob | 131 | Public | Gas boiler |  | 0 | 0
[75 empty] | Replacement of cooker/hob | 132 | Public | Gas boiler |  | 0 | 0
[75 empty] | Replacement of cooker/hob | 133 | Public | Commercial electric heating |  | 1 | 0
[75 empty] | Replacement of cooker/hob | 134 | Public | Commercial electric heating |  | 1 | 0
[75 empty] | Replacement of cooker/hob | 135 | Public | Commercial electric heating |  | 1 | 0
[75 empty] | Replacement of cooker/hob | 136 | Public | Commercial electric heating |  | 1 | 0
[75 empty] | Replacement of cooker/hob | 137 | Public | Commercial electric heating |  | 1 | 0
[75 empty] | Replacement of cooker/hob | 138 | Public | Gas boiler |  | 0 | 0
[75 empty] | Replacement of cooker/hob | 139 | Public | Gas boiler |  | 0 | 0
[75 empty] | Replacement of cooker/hob | 140 | Public | Gas boiler |  | 0 | 0
[75 empty] | Replacement of cooker/hob | 141 | Public | Oil boiler |  | 1 | 0
[75 empty] | Replacement of cooker/hob | 142 | Public | Oil boiler |  | 1 | 0
[75 empty] | Replacement of cooker/hob | 143 | Public | Gas boiler |  | 0 | 0
[75 empty] | Replacement of cooker/hob | 144 | Public | Gas boiler |  | 0 | 0
[75 empty] | Replacement of cooker/hob | 145 | Public | Oil boiler |  | 1 | 0
[75 empty] | Replacement of cooker/hob | 146 | Public | Gas boiler |  | 0 | 0
[75 empty] | Replacement of cooker/hob | 147 | Public | Gas boiler |  | 0 | 0
[75 empty] | Replacement of cooker/hob | 148 | Public | Commercial electric heating |  | 1 | 0
[75 empty] | Replacement of cooker/hob | 149 | Public | Commercial electric heating |  | 1 | 0
[75 empty] | Replacement of cooker/hob | 150 | Public | Gas boiler |  | 0 | 0
[75 empty] | Replacement of cooker/hob | 151 | Public | Gas boiler |  | 0 | 0
[75 empty] | Replacement of cooker/hob | 152 | Public | Commercial electric heating |  | 1 | 0
[75 empty] | Replacement of cooker/hob | 153 | Public | Commercial electric heating |  | 1 | 0
[75 empty] | Replacement of cooker/hob | 154 | Public | Commercial electric heating |  | 1 | 0
[75 empty] | Replacement of cooker/hob | 155 | Public | Gas boiler |  | 0 | 0
[75 empty] | Replacement of cooker/hob | 156 | Public | Gas boiler |  | 0 | 0
[75 empty] | Replacement of cooker/hob | 157 | Public | Electric heating |  | 1 | 0
[75 empty] | Replacement of cooker/hob | 158 | Public | Electric heating |  | 1 | 0
[75 empty] | Replacement of cooker/hob | 159 | Public | Gas boiler |  | 0 | 0
[75 empty] | Replacement of cooker/hob | 160 | Public | Gas boiler |  | 0 | 0
[75 empty] | Replacement of cooker/hob | 161 | Public | Oil boiler |  | 1 | 0
[75 empty] | Replacement of cooker/hob | 162 | Residential | Electric heating |  | 1 | 0
[75 empty] | Replacement of cooker/hob | 163 | Residential | Electric heating |  | 1 | 0
[75 empty] | Replacement of cooker/hob | 164 | Residential | Electric heating |  | 1 | 0
[75 empty] | Replacement of cooker/hob | 165 | Residential | Electric heating |  | 1 | 0
[75 empty] | Replacement of cooker/hob | 166 | Residential | Electric heating |  | 1 | 0
[75 empty] | Replacement of cooker/hob | 167 | Residential | Electric heating |  | 1 | 0
[75 empty] | Replacement of cooker/hob | 168 | Residential | Electric heating |  | 1 | 0
[75 empty] | Replacement of cooker/hob | 169 | Residential | Gas boiler |  | 0 | 589.003
[75 empty] | Replacement of cooker/hob | 170 | Residential | Gas boiler |  | 0 | 589.003
[75 empty] | Replacement of cooker/hob | 171 | Residential | Gas boiler |  | 0 | 589.003
[75 empty] | Replacement of cooker/hob | 172 | Residential | Gas boiler |  | 0 | 589.003
[75 empty] | Replacement of cooker/hob | 173 | Residential | Gas boiler |  | 0 | 589.003
[75 empty] | Replacement of cooker/hob | 174 | Residential | Gas boiler |  | 0 | 589.003
[75 empty] | Replacement of cooker/hob | 175 | Residential | Gas boiler |  | 0 | 589.003
[75 empty] | Replacement of cooker/hob | 176 | Residential | Oil boiler |  | 1 | 0
[75 empty] | Replacement of cooker/hob | 177 | Residential | Oil boiler |  | 1 | 0
[75 empty] | Replacement of cooker/hob | 178 | Residential | Oil boiler |  | 1 | 0
[75 empty] | Replacement of cooker/hob | 179 | Residential | Oil boiler |  | 1 | 0
[75 empty] | Replacement of cooker/hob | 180 | Residential | Oil boiler |  | 1 | 0
[75 empty] | Replacement of cooker/hob | 181 | Residential | Oil boiler |  | 1 | 0
[75 empty] | Replacement of cooker/hob | 182 | Residential | Oil boiler |  | 1 | 0
[75 empty] | Replacement of cooker/hob | 183 | Residential | Solid boiler |  | 1 | 0
[75 empty] | Replacement of cooker/hob | 184 | Residential | Solid boiler |  | 1 | 0
[75 empty] | Replacement of cooker/hob | 185 | Residential | Solid boiler |  | 1 | 0
[75 empty] | Replacement of cooker/hob | 186 | Residential | Solid boiler |  | 1 | 0
[75 empty] | Replacement of cooker/hob | 187 | Residential | Solid boiler |  | 1 | 0
[75 empty] | Replacement of cooker/hob | 188 | Residential | Solid boiler |  | 1 | 0
[75 empty] | Replacement of cooker/hob | 189 | Residential | Solid boiler |  | 1 | 0
[75 empty] | Replacement of cooker/hob | 190 | Residential | Electric heating |  | 1 | 0
[75 empty] | Replacement of cooker/hob | 191 | Residential | Electric heating |  | 1 | 0
[75 empty] | Replacement of cooker/hob | 192 | Residential | Electric heating |  | 1 | 0
[75 empty] | Replacement of cooker/hob | 193 | Residential | Electric heating |  | 1 | 0
[75 empty] | Replacement of cooker/hob | 194 | Residential | Electric heating |  | 1 | 0
[75 empty] | Replacement of cooker/hob | 195 | Residential | Electric heating |  | 1 | 0
[75 empty] | Replacement of cooker/hob | 196 | Residential | Electric heating |  | 1 | 0
[75 empty] | Replacement of cooker/hob | 197 | Residential | Gas boiler |  | 0 | 589.003
[75 empty] | Replacement of cooker/hob | 198 | Residential | Gas boiler |  | 0 | 589.003
[75 empty] | Replacement of cooker/hob | 199 | Residential | Gas boiler |  | 0 | 589.003
[75 empty] | Replacement of cooker/hob | 200 | Residential | Gas boiler |  | 0 | 589.003
[75 empty] | Replacement of cooker/hob | 201 | Residential | Gas boiler |  | 0 | 589.003
[75 empty] | Replacement of cooker/hob | 202 | Residential | Gas boiler |  | 0 | 589.003
[75 empty] | Replacement of cooker/hob | 203 | Residential | Gas boiler |  | 0 | 589.003
[75 empty] | Replacement of cooker/hob | 204 | Residential | Oil boiler |  | 1 | 0
[75 empty] | Replacement of cooker/hob | 205 | Residential | Oil boiler |  | 1 | 0
[75 empty] | Replacement of cooker/hob | 206 | Residential | Oil boiler |  | 1 | 0
[75 empty] | Replacement of cooker/hob | 207 | Residential | Oil boiler |  | 1 | 0
[75 empty] | Replacement of cooker/hob | 208 | Residential | Oil boiler |  | 1 | 0
[75 empty] | Replacement of cooker/hob | 209 | Residential | Oil boiler |  | 1 | 0
[75 empty] | Replacement of cooker/hob | 210 | Residential | Oil boiler |  | 1 | 0
[75 empty] | Replacement of cooker/hob | 211 | Residential | Solid boiler |  | 1 | 0
[75 empty] | Replacement of cooker/hob | 212 | Residential | Solid boiler |  | 1 | 0
[75 empty] | Replacement of cooker/hob | 213 | Residential | Solid boiler |  | 1 | 0
[75 empty] | Replacement of cooker/hob | 214 | Residential | Solid boiler |  | 1 | 0
[75 empty] | Replacement of cooker/hob | 215 | Residential | Solid boiler |  | 1 | 0
[75 empty] | Replacement of cooker/hob | 216 | Residential | Solid boiler |  | 1 | 0
[75 empty] | Replacement of cooker/hob | 217 | Residential | Solid boiler |  | 1 | 0
[75 empty] | Replacement of cooker/hob | 218 | Residential | Electric heating |  | 1 | 0
[75 empty] | Replacement of cooker/hob | 219 | Residential | Electric heating |  | 1 | 0
[75 empty] | Replacement of cooker/hob | 220 | Residential | Electric heating |  | 1 | 0
[75 empty] | Replacement of cooker/hob | 221 | Residential | Electric heating |  | 1 | 0
[75 empty] | Replacement of cooker/hob | 222 | Residential | Electric heating |  | 1 | 0
[75 empty] | Replacement of cooker/hob | 223 | Residential | Electric heating |  | 1 | 0
[75 empty] | Replacement of cooker/hob | 224 | Residential | Electric heating |  | 1 | 0
[75 empty] | Replacement of cooker/hob | 225 | Residential | Gas boiler |  | 0 | 589.003
[75 empty] | Replacement of cooker/hob | 226 | Residential | Gas boiler |  | 0 | 589.003
[75 empty] | Replacement of cooker/hob | 227 | Residential | Gas boiler |  | 0 | 589.003
[75 empty] | Replacement of cooker/hob | 228 | Residential | Gas boiler |  | 0 | 589.003
[75 empty] | Replacement of cooker/hob | 229 | Residential | Gas boiler |  | 0 | 589.003
[75 empty] | Replacement of cooker/hob | 230 | Residential | Gas boiler |  | 0 | 589.003
[75 empty] | Replacement of cooker/hob | 231 | Residential | Gas boiler |  | 0 | 589.003
[75 empty] | Replacement of cooker/hob | 232 | Residential | Oil boiler |  | 1 | 0
[75 empty] | Replacement of cooker/hob | 233 | Residential | Oil boiler |  | 1 | 0
[75 empty] | Replacement of cooker/hob | 234 | Residential | Oil boiler |  | 1 | 0
[75 empty] | Replacement of cooker/hob | 235 | Residential | Oil boiler |  | 1 | 0
[75 empty] | Replacement of cooker/hob | 236 | Residential | Oil boiler |  | 1 | 0
[75 empty] | Replacement of cooker/hob | 237 | Residential | Oil boiler |  | 1 | 0
[75 empty] | Replacement of cooker/hob | 238 | Residential | Oil boiler |  | 1 | 0
[75 empty] | Replacement of cooker/hob | 239 | Residential | Solid boiler |  | 1 | 0
[75 empty] | Replacement of cooker/hob | 240 | Residential | Solid boiler |  | 1 | 0
[75 empty] | Replacement of cooker/hob | 241 | Residential | Solid boiler |  | 1 | 0
[75 empty] | Replacement of cooker/hob | 242 | Residential | Solid boiler |  | 1 | 0
[75 empty] | Replacement of cooker/hob | 243 | Residential | Solid boiler |  | 1 | 0
[75 empty] | Replacement of cooker/hob | 244 | Residential | Solid boiler |  | 1 | 0
[75 empty] | Replacement of cooker/hob | 245 | Residential | Solid boiler |  | 1 | 0
[75 empty] | Replacement of cooker/hob | 246 | Residential | Electric heating |  | 1 | 0
[75 empty] | Replacement of cooker/hob | 247 | Residential | Electric heating |  | 1 | 0
[75 empty] | Replacement of cooker/hob | 248 | Residential | Electric heating |  | 1 | 0
[75 empty] | Replacement of cooker/hob | 249 | Residential | Electric heating |  | 1 | 0
[75 empty] | Replacement of cooker/hob | 250 | Residential | Electric heating |  | 1 | 0
[75 empty] | Replacement of cooker/hob | 251 | Residential | Electric heating |  | 1 | 0
[75 empty] | Replacement of cooker/hob | 252 | Residential | Electric heating |  | 1 | 0
[75 empty] | Replacement of cooker/hob | 253 | Residential | Gas boiler |  | 0 | 589.003
[75 empty] | Replacement of cooker/hob | 254 | Residential | Gas boiler |  | 0 | 589.003
[75 empty] | Replacement of cooker/hob | 255 | Residential | Gas boiler |  | 0 | 589.003
[75 empty] | Replacement of cooker/hob | 256 | Residential | Gas boiler |  | 0 | 589.003
[75 empty] | Replacement of cooker/hob | 257 | Residential | Gas boiler |  | 0 | 589.003
[75 empty] | Replacement of cooker/hob | 258 | Residential | Gas boiler |  | 0 | 589.003
[75 empty] | Replacement of cooker/hob | 259 | Residential | Gas boiler |  | 0 | 589.003
[75 empty] | Replacement of cooker/hob | 260 | Residential | Oil boiler |  | 1 | 0
[75 empty] | Replacement of cooker/hob | 261 | Residential | Oil boiler |  | 1 | 0
[75 empty] | Replacement of cooker/hob | 262 | Residential | Oil boiler |  | 1 | 0
[75 empty] | Replacement of cooker/hob | 263 | Residential | Oil boiler |  | 1 | 0
[75 empty] | Replacement of cooker/hob | 264 | Residential | Oil boiler |  | 1 | 0
[75 empty] | Replacement of cooker/hob | 265 | Residential | Oil boiler |  | 1 | 0
[75 empty] | Replacement of cooker/hob | 266 | Residential | Oil boiler |  | 1 | 0
[75 empty] | Replacement of cooker/hob | 267 | Residential | Solid boiler |  | 1 | 0
[75 empty] | Replacement of cooker/hob | 268 | Residential | Solid boiler |  | 1 | 0
[75 empty] | Replacement of cooker/hob | 269 | Residential | Solid boiler |  | 1 | 0
[75 empty] | Replacement of cooker/hob | 270 | Residential | Solid boiler |  | 1 | 0
[75 empty] | Replacement of cooker/hob | 271 | Residential | Solid boiler |  | 1 | 0
[75 empty] | Replacement of cooker/hob | 272 | Residential | Solid boiler |  | 1 | 0
[75 empty] | Replacement of cooker/hob | 273 | Residential | Solid boiler |  | 1 | 0
[75 empty] | Replacement of cooker/hob | 274 | Agriculture | Electric heating |  | 1 | 0
[75 empty] | Replacement of cooker/hob | 275 | Agriculture | Electric heating |  | 1 | 0
[75 empty] | Replacement of cooker/hob | 276 | Agriculture | Electric heating |  | 1 | 0
[75 empty] | Replacement of cooker/hob | 277 | Agriculture | Electric heating |  | 1 | 0
[75 empty] | Replacement of cooker/hob | 278 | Agriculture | Oil boiler |  | 1 | 0
[75 empty] | Replacement of cooker/hob | 279 | Agriculture | Oil boiler |  | 1 | 0
[75 empty] | Replacement of cooker/hob | 280 | Agriculture | Oil boiler |  | 1 | 0
[75 empty] | Replacement of cooker/hob | 281 | Agriculture | Oil boiler |  | 1 | 0
[75 empty] | Replacement of cooker/hob | 282 | Agriculture | Oil boiler |  | 1 | 0
[75 empty] | Replacement of cooker/hob | 283 | Agriculture | Oil boiler |  | 1 | 0
[75 empty] | Replacement of cooker/hob | 284 | Agriculture | Oil boiler |  | 1 | 0
[75 empty] | Replacement of cooker/hob | 285 | Industry | Boiler |  | 0 | 0
[75 empty] | Replacement of cooker/hob | 286 | Industry | CHP |  | 0 | 0
[75 empty] | Replacement of cooker/hob | 287 | Industry | Furnace |  | 0 | 0
[75 empty] | Replacement of cooker/hob | 288 | Industry | Cement/Lime Kiln |  | 0 | 0
[75 empty] | Replacement of cooker/hob | 289 | Industry | Furnace |  | 0 | 0
[75 empty] | Replacement of cooker/hob | 290 | Industry | Dryer |  | 0 | 0
[75 empty] | Replacement of cooker/hob | 291 | Industry | Boiler |  | 0 | 0
[75 empty] | Replacement of cooker/hob | 292 | Industry | CHP |  | 0 | 0
[75 empty] | Replacement of cooker/hob | 293 | Industry | Furnace |  | 0 | 0
[75 empty] | Replacement of cooker/hob | 294 | Industry | Boiler |  | 0 | 0
[75 empty] | Replacement of cooker/hob | 295 | Industry | Dryer |  | 0 | 0
[75 empty] | Replacement of cooker/hob | 296 | Industry | Other Kiln |  | 0 | 0
[75 empty] | Replacement of cooker/hob | 297 | Industry | Boiler |  | 0 | 0
[75 empty] | Replacement of cooker/hob | 298 | Industry | Dryer |  | 0 | 0
[75 empty] | Replacement of cooker/hob | 299 | Industry | Boiler |  | 0 | 0
[75 empty] | Replacement of cooker/hob | 300 | Industry | CHP |  | 0 | 0
[75 empty] | Replacement of cooker/hob | 301 | Industry | Oven |  | 0 | 0
[75 empty] | Replacement of cooker/hob | 302 | Industry | Dryer |  | 0 | 0
[75 empty] | Replacement of cooker/hob | 303 | Industry | Cement/Lime Kiln |  | 0 | 0
[75 empty] | Replacement of cooker/hob | 304 | Industry | Other Kiln |  | 0 | 0
[75 empty] | Replacement of cooker/hob | 305 | Industry | Furnace |  | 0 | 0
[75 empty] | Replacement of cooker/hob | 306 | Industry | Dryer |  | 0 | 0
[75 empty] | Replacement of cooker/hob | 307 | Industry | Other Kiln |  | 0 | 0
[75 empty] | Replacement of cooker/hob | 308 | Industry | Boiler |  | 0 | 0
[75 empty] | Replacement of cooker/hob | 309 | Industry | CHP |  | 0 | 0
[75 empty] | Replacement of cooker/hob | 310 | Industry | Oven |  | 0 | 0
[75 empty] | Replacement of cooker/hob | 311 | Industry | Furnace |  | 0 | 0
[75 empty] | Replacement of cooker/hob | 312 | Industry | Dryer |  | 0 | 0
[75 empty] | Replacement of cooker/hob | 313 | Industry | Boiler |  | 0 | 0
[75 empty] | Replacement of cooker/hob | 314 | Industry | CHP |  | 0 | 0
[75 empty] | Replacement of cooker/hob | 315 | Industry | Oven |  | 0 | 0
[75 empty] | Replacement of cooker/hob | 316 | Industry | Furnace |  | 0 | 0
[75 empty] | Replacement of cooker/hob | 317 | Industry | Dryer |  | 0 | 0
[75 empty] | Replacement of cooker/hob | 318 | Industry | Boiler |  | 0 | 0
[75 empty] | Replacement of cooker/hob | 319 | Industry | CHP |  | 0 | 0
[75 empty] | Replacement of cooker/hob | 320 | Industry | Furnace |  | 0 | 0
[75 empty] | Replacement of cooker/hob | 321 | Industry | Cement/Lime Kiln |  | 0 | 0
[75 empty] | Replacement of cooker/hob | 322 | Industry | Furnace |  | 0 | 0
[75 empty] | Replacement of cooker/hob | 323 | Industry | Dryer |  | 0 | 0
[75 empty] | Replacement of cooker/hob | 324 | Industry | Boiler |  | 0 | 0
[75 empty] | Replacement of cooker/hob | 325 | Industry | CHP |  | 0 | 0
[75 empty] | Replacement of cooker/hob | 326 | Industry | Furnace |  | 0 | 0
[75 empty] | Replacement of cooker/hob | 327 | Industry | Boiler |  | 0 | 0
[75 empty] | Replacement of cooker/hob | 328 | Industry | Dryer |  | 0 | 0
[75 empty] | Replacement of cooker/hob | 329 | Industry | Other Kiln |  | 0 | 0
[75 empty] | Replacement of cooker/hob | 330 | Industry | Boiler |  | 0 | 0
[75 empty] | Replacement of cooker/hob | 331 | Industry | Dryer |  | 0 | 0
[75 empty] | Replacement of cooker/hob | 332 | Industry | Boiler |  | 0 | 0
[75 empty] | Replacement of cooker/hob | 333 | Industry | CHP |  | 0 | 0
[75 empty] | Replacement of cooker/hob | 334 | Industry | Oven |  | 0 | 0
[75 empty] | Replacement of cooker/hob | 335 | Industry | Dryer |  | 0 | 0
[75 empty] | Replacement of cooker/hob | 336 | Industry | Cement/Lime Kiln |  | 0 | 0
[75 empty] | Replacement of cooker/hob | 337 | Industry | Other Kiln |  | 0 | 0
[75 empty] | Replacement of cooker/hob | 338 | Industry | Furnace |  | 0 | 0
[75 empty] | Replacement of cooker/hob | 339 | Industry | Dryer |  | 0 | 0
[75 empty] | Replacement of cooker/hob | 340 | Industry | Other Kiln |  | 0 | 0
[75 empty] | Replacement of cooker/hob | 341 | Industry | Boiler |  | 0 | 0
[75 empty] | Replacement of cooker/hob | 342 | Industry | CHP |  | 0 | 0
[75 empty] | Replacement of cooker/hob | 343 | Industry | Oven |  | 0 | 0
[75 empty] | Replacement of cooker/hob | 344 | Industry | Furnace |  | 0 | 0
[75 empty] | Replacement of cooker/hob | 345 | Industry | Dryer |  | 0 | 0
[75 empty] | Replacement of cooker/hob | 346 | Industry | Boiler |  | 0 | 0
[75 empty] | Replacement of cooker/hob | 347 | Industry | CHP |  | 0 | 0
[75 empty] | Replacement of cooker/hob | 348 | Industry | Oven |  | 0 | 0
[75 empty] | Replacement of cooker/hob | 349 | Industry | Furnace |  | 0 | 0
[75 empty] | Replacement of cooker/hob | 350 | Industry | Dryer |  | 0 | 0
[75 empty] | Replacement of cooker/hob | 351 | Industry | Boiler |  | 0 | 0
[75 empty] | Replacement of cooker/hob | 352 | Industry | CHP |  | 0 | 0
[75 empty] | Replacement of cooker/hob | 353 | Industry | Furnace |  | 0 | 0
[75 empty] | Replacement of cooker/hob | 354 | Industry | Cement/Lime Kiln |  | 0 | 0
[75 empty] | Replacement of cooker/hob | 355 | Industry | Furnace |  | 0 | 0
[75 empty] | Replacement of cooker/hob | 356 | Industry | Dryer |  | 0 | 0
[75 empty] | Replacement of cooker/hob | 357 | Industry | Boiler |  | 0 | 0
[75 empty] | Replacement of cooker/hob | 358 | Industry | CHP |  | 0 | 0
[75 empty] | Replacement of cooker/hob | 359 | Industry | Furnace |  | 0 | 0
[75 empty] | Replacement of cooker/hob | 360 | Industry | Boiler |  | 0 | 0
[75 empty] | Replacement of cooker/hob | 361 | Industry | Dryer |  | 0 | 0
[75 empty] | Replacement of cooker/hob | 362 | Industry | Other Kiln |  | 0 | 0
[75 empty] | Replacement of cooker/hob | 363 | Industry | Boiler |  | 0 | 0
[75 empty] | Replacement of cooker/hob | 364 | Industry | Dryer |  | 0 | 0
[75 empty] | Replacement of cooker/hob | 365 | Industry | Boiler |  | 0 | 0
[75 empty] | Replacement of cooker/hob | 366 | Industry | CHP |  | 0 | 0
[75 empty] | Replacement of cooker/hob | 367 | Industry | Oven |  | 0 | 0
[75 empty] | Replacement of cooker/hob | 368 | Industry | Dryer |  | 0 | 0
[75 empty] | Replacement of cooker/hob | 369 | Industry | Cement/Lime Kiln |  | 0 | 0
[75 empty] | Replacement of cooker/hob | 370 | Industry | Other Kiln |  | 0 | 0
[75 empty] | Replacement of cooker/hob | 371 | Industry | Furnace |  | 0 | 0
[75 empty] | Replacement of cooker/hob | 372 | Industry | Dryer |  | 0 | 0
[75 empty] | Replacement of cooker/hob | 373 | Industry | Other Kiln |  | 0 | 0
[75 empty] | Replacement of cooker/hob | 374 | Industry | Boiler |  | 0 | 0
[75 empty] | Replacement of cooker/hob | 375 | Industry | CHP |  | 0 | 0
[75 empty] | Replacement of cooker/hob | 376 | Industry | Oven |  | 0 | 0
[75 empty] | Replacement of cooker/hob | 377 | Industry | Furnace |  | 0 | 0
[75 empty] | Replacement of cooker/hob | 378 | Industry | Dryer |  | 0 | 0
[75 empty] | Replacement of cooker/hob | 379 | Industry | Boiler |  | 0 | 0
[75 empty] | Replacement of cooker/hob | 380 | Industry | CHP |  | 0 | 0
[75 empty] | Replacement of cooker/hob | 381 | Industry | Oven |  | 0 | 0
[75 empty] | Replacement of cooker/hob | 382 | Industry | Furnace |  | 0 | 0
[75 empty] | Replacement of cooker/hob | 383 | Industry | Dryer |  | 0 | 0
[75 empty] | Replacement of cooker/hob | 384 | Industry | Boiler |  | 0 | 0
[75 empty] | Replacement of cooker/hob | 385 | Industry | CHP |  | 0 | 0
[75 empty] | Replacement of cooker/hob | 386 | Industry | Furnace |  | 0 | 0
[75 empty] | Replacement of cooker/hob | 387 | Industry | Cement/Lime Kiln |  | 0 | 0
[75 empty] | Replacement of cooker/hob | 388 | Industry | Furnace |  | 0 | 0
[75 empty] | Replacement of cooker/hob | 389 | Industry | Dryer |  | 0 | 0
[75 empty] | Replacement of cooker/hob | 390 | Industry | Boiler |  | 0 | 0
[75 empty] | Replacement of cooker/hob | 391 | Industry | CHP |  | 0 | 0
[75 empty] | Replacement of cooker/hob | 392 | Industry | Furnace |  | 0 | 0
[75 empty] | Replacement of cooker/hob | 393 | Industry | Boiler |  | 0 | 0
[75 empty] | Replacement of cooker/hob | 394 | Industry | Dryer |  | 0 | 0
[75 empty] | Replacement of cooker/hob | 395 | Industry | Other Kiln |  | 0 | 0
[75 empty] | Replacement of cooker/hob | 396 | Industry | Boiler |  | 0 | 0
[75 empty] | Replacement of cooker/hob | 397 | Industry | Dryer |  | 0 | 0
[75 empty] | Replacement of cooker/hob | 398 | Industry | Boiler |  | 0 | 0
[75 empty] | Replacement of cooker/hob | 399 | Industry | CHP |  | 0 | 0
[75 empty] | Replacement of cooker/hob | 400 | Industry | Oven |  | 0 | 0
[75 empty] | Replacement of cooker/hob | 401 | Industry | Dryer |  | 0 | 0
[75 empty] | Replacement of cooker/hob | 402 | Industry | Cement/Lime Kiln |  | 0 | 0
[75 empty] | Replacement of cooker/hob | 403 | Industry | Other Kiln |  | 0 | 0
[75 empty] | Replacement of cooker/hob | 404 | Industry | Furnace |  | 0 | 0
[75 empty] | Replacement of cooker/hob | 405 | Industry | Dryer |  | 0 | 0
[75 empty] | Replacement of cooker/hob | 406 | Industry | Other Kiln |  | 0 | 0
[75 empty] | Replacement of cooker/hob | 407 | Industry | Boiler |  | 0 | 0
[75 empty] | Replacement of cooker/hob | 408 | Industry | CHP |  | 0 | 0
[75 empty] | Replacement of cooker/hob | 409 | Industry | Oven |  | 0 | 0
[75 empty] | Replacement of cooker/hob | 410 | Industry | Furnace |  | 0 | 0
[75 empty] | Replacement of cooker/hob | 411 | Industry | Dryer |  | 0 | 0
[75 empty] | Replacement of cooker/hob | 412 | Industry | Boiler |  | 0 | 0
[75 empty] | Replacement of cooker/hob | 413 | Industry | CHP |  | 0 | 0
[75 empty] | Replacement of cooker/hob | 414 | Industry | Oven |  | 0 | 0
[75 empty] | Replacement of cooker/hob | 415 | Industry | Furnace |  | 0 | 0
[75 empty] | Replacement of cooker/hob | 416 | Industry | Dryer |  | 0 | 0
[75 empty] | Replacement of cooker/hob | 417 | Industry | Boiler |  | 0 | 0
[75 empty] | Replacement of cooker/hob | 418 | Industry | CHP |  | 0 | 0
[75 empty] | Replacement of cooker/hob | 419 | Industry | Furnace |  | 0 | 0
[75 empty] | Replacement of cooker/hob | 420 | Industry | Cement/Lime Kiln |  | 0 | 0
[75 empty] | Replacement of cooker/hob | 421 | Industry | Furnace |  | 0 | 0
[75 empty] | Replacement of cooker/hob | 422 | Industry | Dryer |  | 0 | 0
[75 empty] | Replacement of cooker/hob | 423 | Industry | Boiler |  | 0 | 0
[75 empty] | Replacement of cooker/hob | 424 | Industry | CHP |  | 0 | 0
[75 empty] | Replacement of cooker/hob | 425 | Industry | Furnace |  | 0 | 0
[75 empty] | Replacement of cooker/hob | 426 | Industry | Boiler |  | 0 | 0
[75 empty] | Replacement of cooker/hob | 427 | Industry | Dryer |  | 0 | 0
[75 empty] | Replacement of cooker/hob | 428 | Industry | Other Kiln |  | 0 | 0
[75 empty] | Replacement of cooker/hob | 429 | Industry | Boiler |  | 0 | 0
[75 empty] | Replacement of cooker/hob | 430 | Industry | Dryer |  | 0 | 0
[75 empty] | Replacement of cooker/hob | 431 | Industry | Boiler |  | 0 | 0
[75 empty] | Replacement of cooker/hob | 432 | Industry | CHP |  | 0 | 0
[75 empty] | Replacement of cooker/hob | 433 | Industry | Oven |  | 0 | 0
[75 empty] | Replacement of cooker/hob | 434 | Industry | Dryer |  | 0 | 0
[75 empty] | Replacement of cooker/hob | 435 | Industry | Cement/Lime Kiln |  | 0 | 0
[75 empty] | Replacement of cooker/hob | 436 | Industry | Other Kiln |  | 0 | 0
[75 empty] | Replacement of cooker/hob | 437 | Industry | Furnace |  | 0 | 0
[75 empty] | Replacement of cooker/hob | 438 | Industry | Dryer |  | 0 | 0
[75 empty] | Replacement of cooker/hob | 439 | Industry | Other Kiln |  | 0 | 0
[75 empty] | Replacement of cooker/hob | 440 | Industry | Boiler |  | 0 | 0
[75 empty] | Replacement of cooker/hob | 441 | Industry | CHP |  | 0 | 0
[75 empty] | Replacement of cooker/hob | 442 | Industry | Oven |  | 0 | 0
[75 empty] | Replacement of cooker/hob | 443 | Industry | Furnace |  | 0 | 0
[75 empty] | Replacement of cooker/hob | 444 | Industry | Dryer |  | 0 | 0
[75 empty] | Replacement of cooker/hob | 445 | Industry | Boiler |  | 0 | 0
[75 empty] | Replacement of cooker/hob | 446 | Industry | CHP |  | 0 | 0
[75 empty] | Replacement of cooker/hob | 447 | Industry | Oven |  | 0 | 0
[75 empty] | Replacement of cooker/hob | 448 | Industry | Furnace |  | 0 | 0
[75 empty] | Replacement of cooker/hob | 449 | Industry | Dryer |  | 0 | 0
[75 empty] | Replacement of cooker/hob | 450 | Industry | Boiler |  | 0 | 0
[75 empty] | Replacement of cooker/hob | 451 | Industry | CHP |  | 0 | 0
[75 empty] | Replacement of cooker/hob | 452 | Industry | Furnace |  | 0 | 0
[75 empty] | Replacement of cooker/hob | 453 | Industry | Cement/Lime Kiln |  | 0 | 0
[75 empty] | Replacement of cooker/hob | 454 | Industry | Furnace |  | 0 | 0
[75 empty] | Replacement of cooker/hob | 455 | Industry | Dryer |  | 0 | 0
[75 empty] | Replacement of cooker/hob | 456 | Industry | Boiler |  | 0 | 0
[75 empty] | Replacement of cooker/hob | 457 | Industry | CHP |  | 0 | 0
[75 empty] | Replacement of cooker/hob | 458 | Industry | Furnace |  | 0 | 0
[75 empty] | Replacement of cooker/hob | 459 | Industry | Boiler |  | 0 | 0
[75 empty] | Replacement of cooker/hob | 460 | Industry | Dryer |  | 0 | 0
[75 empty] | Replacement of cooker/hob | 461 | Industry | Other Kiln |  | 0 | 0
[75 empty] | Replacement of cooker/hob | 462 | Industry | Boiler |  | 0 | 0
[75 empty] | Replacement of cooker/hob | 463 | Industry | Dryer |  | 0 | 0
[75 empty] | Replacement of cooker/hob | 464 | Industry | Boiler |  | 0 | 0
[75 empty] | Replacement of cooker/hob | 465 | Industry | CHP |  | 0 | 0
[75 empty] | Replacement of cooker/hob | 466 | Industry | Oven |  | 0 | 0
[75 empty] | Replacement of cooker/hob | 467 | Industry | Dryer |  | 0 | 0
[75 empty] | Replacement of cooker/hob | 468 | Industry | Cement/Lime Kiln |  | 0 | 0
[75 empty] | Replacement of cooker/hob | 469 | Industry | Other Kiln |  | 0 | 0
[75 empty] | Replacement of cooker/hob | 470 | Industry | Furnace |  | 0 | 0
[75 empty] | Replacement of cooker/hob | 471 | Industry | Dryer |  | 0 | 0
[75 empty] | Replacement of cooker/hob | 472 | Industry | Other Kiln |  | 0 | 0
[75 empty] | Replacement of cooker/hob | 473 | Industry | Boiler |  | 0 | 0
[75 empty] | Replacement of cooker/hob | 474 | Industry | CHP |  | 0 | 0
[75 empty] | Replacement of cooker/hob | 475 | Industry | Oven |  | 0 | 0
[75 empty] | Replacement of cooker/hob | 476 | Industry | Furnace |  | 0 | 0
[75 empty] | Replacement of cooker/hob | 477 | Industry | Dryer |  | 0 | 0
[75 empty] | Replacement of cooker/hob | 478 | Industry | Boiler |  | 0 | 0
[75 empty] | Replacement of cooker/hob | 479 | Industry | CHP |  | 0 | 0
[75 empty] | Replacement of cooker/hob | 480 | Industry | Oven |  | 0 | 0
[75 empty] | Replacement of cooker/hob | 481 | Industry | Furnace |  | 0 | 0
[75 empty] | Replacement of cooker/hob | 482 | Industry | Dryer |  | 0 | 0
[75 empty] | Replacement of cooker/hob | 483 | Industry | Boiler |  | 0 | 0
[75 empty] | Replacement of cooker/hob | 484 | Industry | CHP |  | 0 | 0
[75 empty] | Replacement of cooker/hob | 485 | Industry | Furnace |  | 0 | 0
[75 empty] | Replacement of cooker/hob | 486 | Industry | Cement/Lime Kiln |  | 0 | 0
[75 empty] | Replacement of cooker/hob | 487 | Industry | Furnace |  | 0 | 0
[75 empty] | Replacement of cooker/hob | 488 | Industry | Dryer |  | 0 | 0
[75 empty] | Replacement of cooker/hob | 489 | Industry | Boiler |  | 0 | 0
[75 empty] | Replacement of cooker/hob | 490 | Industry | CHP |  | 0 | 0
[75 empty] | Replacement of cooker/hob | 491 | Industry | Furnace |  | 0 | 0
[75 empty] | Replacement of cooker/hob | 492 | Industry | Boiler |  | 0 | 0
[75 empty] | Replacement of cooker/hob | 493 | Industry | Dryer |  | 0 | 0
[75 empty] | Replacement of cooker/hob | 494 | Industry | Other Kiln |  | 0 | 0
[75 empty] | Replacement of cooker/hob | 495 | Industry | Boiler |  | 0 | 0
[75 empty] | Replacement of cooker/hob | 496 | Industry | Dryer |  | 0 | 0
[75 empty] | Replacement of cooker/hob | 497 | Industry | Boiler |  | 0 | 0
[75 empty] | Replacement of cooker/hob | 498 | Industry | CHP |  | 0 | 0
[75 empty] | Replacement of cooker/hob | 499 | Industry | Oven |  | 0 | 0
[75 empty] | Replacement of cooker/hob | 500 | Industry | Dryer |  | 0 | 0
[75 empty] | Replacement of cooker/hob | 501 | Industry | Cement/Lime Kiln |  | 0 | 0
[75 empty] | Replacement of cooker/hob | 502 | Industry | Other Kiln |  | 0 | 0
[75 empty] | Replacement of cooker/hob | 503 | Industry | Furnace |  | 0 | 0
[75 empty] | Replacement of cooker/hob | 504 | Industry | Dryer |  | 0 | 0
[75 empty] | Replacement of cooker/hob | 505 | Industry | Other Kiln |  | 0 | 0
[75 empty] | Replacement of cooker/hob | 506 | Industry | Boiler |  | 0 | 0
[75 empty] | Replacement of cooker/hob | 507 | Industry | CHP |  | 0 | 0
[75 empty] | Replacement of cooker/hob | 508 | Industry | Oven |  | 0 | 0
[75 empty] | Replacement of cooker/hob | 509 | Industry | Furnace |  | 0 | 0
[75 empty] | Replacement of cooker/hob | 510 | Industry | Dryer |  | 0 | 0
[75 empty] | Replacement of cooker/hob | 511 | Industry | Boiler |  | 0 | 0
[75 empty] | Replacement of cooker/hob | 512 | Industry | CHP |  | 0 | 0
[75 empty] | Replacement of cooker/hob | 513 | Industry | Oven |  | 0 | 0
[75 empty] | Replacement of cooker/hob | 514 | Industry | Furnace |  | 0 | 0
[75 empty] | Replacement of cooker/hob | 515 | Industry | Dryer |  | 0 | 0
[75 empty] | Replacement of cooker/hob | 516 | Industry | Boiler |  | 0 | 0
[75 empty] | Replacement of cooker/hob | 517 | Industry | CHP |  | 0 | 0
[75 empty] | Replacement of cooker/hob | 518 | Industry | Furnace |  | 0 | 0
[75 empty] | Replacement of cooker/hob | 519 | Industry | Cement/Lime Kiln |  | 0 | 0
[75 empty] | Replacement of cooker/hob | 520 | Industry | Furnace |  | 0 | 0
[75 empty] | Replacement of cooker/hob | 521 | Industry | Dryer |  | 0 | 0
[75 empty] | Replacement of cooker/hob | 522 | Industry | Boiler |  | 0 | 0
[75 empty] | Replacement of cooker/hob | 523 | Industry | CHP |  | 0 | 0
[75 empty] | Replacement of cooker/hob | 524 | Industry | Furnace |  | 0 | 0
[75 empty] | Replacement of cooker/hob | 525 | Industry | Boiler |  | 0 | 0
[75 empty] | Replacement of cooker/hob | 526 | Industry | Dryer |  | 0 | 0
[75 empty] | Replacement of cooker/hob | 527 | Industry | Other Kiln |  | 0 | 0
[75 empty] | Replacement of cooker/hob | 528 | Industry | Boiler |  | 0 | 0
[75 empty] | Replacement of cooker/hob | 529 | Industry | Dryer |  | 0 | 0
[75 empty] | Replacement of cooker/hob | 530 | Industry | Boiler |  | 0 | 0
[75 empty] | Replacement of cooker/hob | 531 | Industry | CHP |  | 0 | 0
[75 empty] | Replacement of cooker/hob | 532 | Industry | Oven |  | 0 | 0
[75 empty] | Replacement of cooker/hob | 533 | Industry | Dryer |  | 0 | 0
[75 empty] | Replacement of cooker/hob | 534 | Industry | Cement/Lime Kiln |  | 0 | 0
[75 empty] | Replacement of cooker/hob | 535 | Industry | Other Kiln |  | 0 | 0
[75 empty] | Replacement of cooker/hob | 536 | Industry | Furnace |  | 0 | 0
[75 empty] | Replacement of cooker/hob | 537 | Industry | Dryer |  | 0 | 0
[75 empty] | Replacement of cooker/hob | 538 | Industry | Other Kiln |  | 0 | 0
[75 empty] | Replacement of cooker/hob | 539 | Industry | Boiler |  | 0 | 0
[75 empty] | Replacement of cooker/hob | 540 | Industry | CHP |  | 0 | 0
[75 empty] | Replacement of cooker/hob | 541 | Industry | Oven |  | 0 | 0
[75 empty] | Replacement of cooker/hob | 542 | Industry | Furnace |  | 0 | 0
[75 empty] | Replacement of cooker/hob | 543 | Industry | Dryer |  | 0 | 0
[75 empty] | Replacement of cooker/hob | 544 | Industry | Boiler |  | 0 | 0
[75 empty] | Replacement of cooker/hob | 545 | Industry | CHP |  | 0 | 0
[75 empty] | Replacement of cooker/hob | 546 | Industry | Oven |  | 0 | 0
[75 empty] | Replacement of cooker/hob | 547 | Industry | Furnace |  | 0 | 0
[75 empty] | Replacement of cooker/hob | 548 | Industry | Dryer |  | 0 | 0
[75 empty] | Replacement of cooker/hob | 549 | Industry | Boiler |  | 0 | 0
[75 empty] | Replacement of cooker/hob | 550 | Industry | CHP |  | 0 | 0
[75 empty] | Replacement of cooker/hob | 551 | Industry | Furnace |  | 0 | 0
[75 empty] | Replacement of cooker/hob | 552 | Industry | Cement/Lime Kiln |  | 0 | 0
[75 empty] | Replacement of cooker/hob | 553 | Industry | Furnace |  | 0 | 0
[75 empty] | Replacement of cooker/hob | 554 | Industry | Dryer |  | 0 | 0
[75 empty] | Replacement of cooker/hob | 555 | Industry | Boiler |  | 0 | 0
[75 empty] | Replacement of cooker/hob | 556 | Industry | CHP |  | 0 | 0
[75 empty] | Replacement of cooker/hob | 557 | Industry | Furnace |  | 0 | 0
[75 empty] | Replacement of cooker/hob | 558 | Industry | Boiler |  | 0 | 0
[75 empty] | Replacement of cooker/hob | 559 | Industry | Dryer |  | 0 | 0
[75 empty] | Replacement of cooker/hob | 560 | Industry | Other Kiln |  | 0 | 0
[75 empty] | Replacement of cooker/hob | 561 | Industry | Boiler |  | 0 | 0
[75 empty] | Replacement of cooker/hob | 562 | Industry | Dryer |  | 0 | 0
[75 empty] | Replacement of cooker/hob | 563 | Industry | Boiler |  | 0 | 0
[75 empty] | Replacement of cooker/hob | 564 | Industry | CHP |  | 0 | 0
[75 empty] | Replacement of cooker/hob | 565 | Industry | Oven |  | 0 | 0
[75 empty] | Replacement of cooker/hob | 566 | Industry | Dryer |  | 0 | 0
[75 empty] | Replacement of cooker/hob | 567 | Industry | Cement/Lime Kiln |  | 0 | 0
[75 empty] | Replacement of cooker/hob | 568 | Industry | Other Kiln |  | 0 | 0
[75 empty] | Replacement of cooker/hob | 569 | Industry | Furnace |  | 0 | 0
[75 empty] | Replacement of cooker/hob | 570 | Industry | Dryer |  | 0 | 0
[75 empty] | Replacement of cooker/hob | 571 | Industry | Other Kiln |  | 0 | 0
[75 empty] | Replacement of cooker/hob | 572 | Industry | Boiler |  | 0 | 0
[75 empty] | Replacement of cooker/hob | 573 | Industry | CHP |  | 0 | 0
[75 empty] | Replacement of cooker/hob | 574 | Industry | Oven |  | 0 | 0
[75 empty] | Replacement of cooker/hob | 575 | Industry | Furnace |  | 0 | 0
[75 empty] | Replacement of cooker/hob | 576 | Industry | Dryer |  | 0 | 0
[75 empty] | Replacement of cooker/hob | 577 | Industry | Boiler |  | 0 | 0
[75 empty] | Replacement of cooker/hob | 578 | Industry | CHP |  | 0 | 0
[75 empty] | Replacement of cooker/hob | 579 | Industry | Oven |  | 0 | 0
[75 empty] | Replacement of cooker/hob | 580 | Industry | Furnace |  | 0 | 0
[75 empty] | Replacement of cooker/hob | 581 | Industry | Dryer |  | 0 | 0
[75 empty] | Replacement of cooker/hob | 582 | Industry | Boiler |  | 0 | 0
[75 empty] | Replacement of cooker/hob | 583 | Industry | CHP |  | 0 | 0
[75 empty] | Replacement of cooker/hob | 584 | Industry | Furnace |  | 0 | 0
[75 empty] | Replacement of cooker/hob | 585 | Industry | Cement/Lime Kiln |  | 0 | 0
[75 empty] | Replacement of cooker/hob | 586 | Industry | Furnace |  | 0 | 0
[75 empty] | Replacement of cooker/hob | 587 | Industry | Dryer |  | 0 | 0
[75 empty] | Replacement of cooker/hob | 588 | Industry | Boiler |  | 0 | 0
[75 empty] | Replacement of cooker/hob | 589 | Industry | CHP |  | 0 | 0
[75 empty] | Replacement of cooker/hob | 590 | Industry | Furnace |  | 0 | 0
[75 empty] | Replacement of cooker/hob | 591 | Industry | Boiler |  | 0 | 0
[75 empty] | Replacement of cooker/hob | 592 | Industry | Dryer |  | 0 | 0
[75 empty] | Replacement of cooker/hob | 593 | Industry | Other Kiln |  | 0 | 0
[75 empty] | Replacement of cooker/hob | 594 | Industry | Boiler |  | 0 | 0
[75 empty] | Replacement of cooker/hob | 595 | Industry | Dryer |  | 0 | 0
[75 empty] | Replacement of cooker/hob | 596 | Industry | Boiler |  | 0 | 0
[75 empty] | Replacement of cooker/hob | 597 | Industry | CHP |  | 0 | 0
[75 empty] | Replacement of cooker/hob | 598 | Industry | Oven |  | 0 | 0
[75 empty] | Replacement of cooker/hob | 599 | Industry | Dryer |  | 0 | 0
[75 empty] | Replacement of cooker/hob | 600 | Industry | Cement/Lime Kiln |  | 0 | 0
[75 empty] | Replacement of cooker/hob | 601 | Industry | Other Kiln |  | 0 | 0
[75 empty] | Replacement of cooker/hob | 602 | Industry | Furnace |  | 0 | 0
[75 empty] | Replacement of cooker/hob | 603 | Industry | Dryer |  | 0 | 0
[75 empty] | Replacement of cooker/hob | 604 | Industry | Other Kiln |  | 0 | 0
[75 empty] | Replacement of cooker/hob | 605 | Industry | Boiler |  | 0 | 0
[75 empty] | Replacement of cooker/hob | 606 | Industry | CHP |  | 0 | 0
[75 empty] | Replacement of cooker/hob | 607 | Industry | Oven |  | 0 | 0
[75 empty] | Replacement of cooker/hob | 608 | Industry | Furnace |  | 0 | 0
[75 empty] | Replacement of cooker/hob | 609 | Industry | Dryer |  | 0 | 0
[75 empty] | Replacement of cooker/hob | 610 | Industry | Boiler |  | 0 | 0
[75 empty] | Replacement of cooker/hob | 611 | Industry | CHP |  | 0 | 0
[75 empty] | Replacement of cooker/hob | 612 | Industry | Oven |  | 0 | 0
[75 empty] | Replacement of cooker/hob | 613 | Industry | Furnace |  | 0 | 0
[75 empty] | Replacement of cooker/hob | 614 | Industry | Dryer |  | 0 | 0
[75 empty] | Replacement of cooker/hob | 615 | Industry | Boiler |  | 0 | 0
[75 empty] | Replacement of cooker/hob | 616 | Industry | CHP |  | 0 | 0
[75 empty] | Replacement of cooker/hob | 617 | Industry | Furnace |  | 0 | 0
[75 empty] | Replacement of cooker/hob | 618 | Industry | Cement/Lime Kiln |  | 0 | 0
[75 empty] | Replacement of cooker/hob | 619 | Industry | Furnace |  | 0 | 0
[75 empty] | Replacement of cooker/hob | 620 | Industry | Dryer |  | 0 | 0
[75 empty] | Replacement of cooker/hob | 621 | Industry | Boiler |  | 0 | 0
[75 empty] | Replacement of cooker/hob | 622 | Industry | CHP |  | 0 | 0
[75 empty] | Replacement of cooker/hob | 623 | Industry | Furnace |  | 0 | 0
[75 empty] | Replacement of cooker/hob | 624 | Industry | Boiler |  | 0 | 0
[75 empty] | Replacement of cooker/hob | 625 | Industry | Dryer |  | 0 | 0
[75 empty] | Replacement of cooker/hob | 626 | Industry | Other Kiln |  | 0 | 0
[75 empty] | Replacement of cooker/hob | 627 | Industry | Boiler |  | 0 | 0
[75 empty] | Replacement of cooker/hob | 628 | Industry | Dryer |  | 0 | 0
[75 empty] | Replacement of cooker/hob | 629 | Industry | Boiler |  | 0 | 0
[75 empty] | Replacement of cooker/hob | 630 | Industry | CHP |  | 0 | 0
[75 empty] | Replacement of cooker/hob | 631 | Industry | Oven |  | 0 | 0
[75 empty] | Replacement of cooker/hob | 632 | Industry | Dryer |  | 0 | 0
[75 empty] | Replacement of cooker/hob | 633 | Industry | Cement/Lime Kiln |  | 0 | 0
[75 empty] | Replacement of cooker/hob | 634 | Industry | Other Kiln |  | 0 | 0
[75 empty] | Replacement of cooker/hob | 635 | Industry | Furnace |  | 0 | 0
[75 empty] | Replacement of cooker/hob | 636 | Industry | Dryer |  | 0 | 0
[75 empty] | Replacement of cooker/hob | 637 | Industry | Other Kiln |  | 0 | 0
[75 empty] | Replacement of cooker/hob | 638 | Industry | Boiler |  | 0 | 0
[75 empty] | Replacement of cooker/hob | 639 | Industry | CHP |  | 0 | 0
[75 empty] | Replacement of cooker/hob | 640 | Industry | Oven |  | 0 | 0
[75 empty] | Replacement of cooker/hob | 641 | Industry | Furnace |  | 0 | 0
[75 empty] | Replacement of cooker/hob | 642 | Industry | Dryer |  | 0 | 0
[75 empty] | Replacement of cooker/hob | 643 | Industry | Boiler |  | 0 | 0
[75 empty] | Replacement of cooker/hob | 644 | Industry | CHP |  | 0 | 0
[75 empty] | Replacement of cooker/hob | 645 | Industry | Oven |  | 0 | 0
[75 empty] | Replacement of cooker/hob | 646 | Industry | Furnace |  | 0 | 0
[75 empty] | Replacement of cooker/hob | 647 | Industry | Dryer |  | 0 | 0
[75 empty] | Replacement of cooker/hob | 648 | Industry | Boiler |  | 0 | 0
[75 empty] | Replacement of cooker/hob | 649 | Industry | CHP |  | 0 | 0
[75 empty] | Replacement of cooker/hob | 650 | Industry | Furnace |  | 0 | 0
[75 empty] | Replacement of cooker/hob | 651 | Industry | Cement/Lime Kiln |  | 0 | 0
[75 empty] | Replacement of cooker/hob | 652 | Industry | Furnace |  | 0 | 0
[75 empty] | Replacement of cooker/hob | 653 | Industry | Dryer |  | 0 | 0
[75 empty] | Replacement of cooker/hob | 654 | Industry | Boiler |  | 0 | 0
[75 empty] | Replacement of cooker/hob | 655 | Industry | CHP |  | 0 | 0
[75 empty] | Replacement of cooker/hob | 656 | Industry | Furnace |  | 0 | 0
[75 empty] | Replacement of cooker/hob | 657 | Industry | Boiler |  | 0 | 0
[75 empty] | Replacement of cooker/hob | 658 | Industry | Dryer |  | 0 | 0
[75 empty] | Replacement of cooker/hob | 659 | Industry | Other Kiln |  | 0 | 0
[75 empty] | Replacement of cooker/hob | 660 | Industry | Boiler |  | 0 | 0
[75 empty] | Replacement of cooker/hob | 661 | Industry | Dryer |  | 0 | 0
[75 empty] | Replacement of cooker/hob | 662 | Industry | Boiler |  | 0 | 0
[75 empty] | Replacement of cooker/hob | 663 | Industry | CHP |  | 0 | 0
[75 empty] | Replacement of cooker/hob | 664 | Industry | Oven |  | 0 | 0
[75 empty] | Replacement of cooker/hob | 665 | Industry | Dryer |  | 0 | 0
[75 empty] | Replacement of cooker/hob | 666 | Industry | Cement/Lime Kiln |  | 0 | 0
[75 empty] | Replacement of cooker/hob | 667 | Industry | Other Kiln |  | 0 | 0
[75 empty] | Replacement of cooker/hob | 668 | Industry | Furnace |  | 0 | 0
[75 empty] | Replacement of cooker/hob | 669 | Industry | Dryer |  | 0 | 0
[75 empty] | Replacement of cooker/hob | 670 | Industry | Other Kiln |  | 0 | 0
[75 empty] | Replacement of cooker/hob | 671 | Industry | Boiler |  | 0 | 0
[75 empty] | Replacement of cooker/hob | 672 | Industry | CHP |  | 0 | 0
[75 empty] | Replacement of cooker/hob | 673 | Industry | Oven |  | 0 | 0
[75 empty] | Replacement of cooker/hob | 674 | Industry | Furnace |  | 0 | 0
[75 empty] | Replacement of cooker/hob | 675 | Industry | Dryer |  | 0 | 0
[75 empty] | Replacement of cooker/hob | 676 | Industry | Boiler |  | 0 | 0
[75 empty] | Replacement of cooker/hob | 677 | Industry | CHP |  | 0 | 0
[75 empty] | Replacement of cooker/hob | 678 | Industry | Oven |  | 0 | 0
[75 empty] | Replacement of cooker/hob | 679 | Industry | Furnace |  | 0 | 0
[75 empty] | Replacement of cooker/hob | 680 | Industry | Dryer |  | 0 | 0
Note on BI9: Fiona Hughes: This column flags systems with temperature-dependent performance, which use the table to the left. This is not an additional cost.

## Solar thermal calc (hidden)
Technology | Year | Max size (kW) | Primary Fuel | Secondary Fuel | Fixed capex (€) | Marginal capex (€/kWth) | Fixed opex (€/y) | Marginal opex (€/kWth/y)
solar thermal | 2020 | 50 | Electricity | Solar | -5051.7505 | -630.3516 | 0 | -1.1548
solar thermal | 2020 | 100 | Electricity | Solar | -5051.7505 | -606.5893 | 0 | -0.11733
solar thermal | 2020 | 200 | Electricity | Solar | -5051.7505 | -571.1679 | 0 | -0.086911
solar thermal | 2020 | 300 | Electricity | Solar | -5051.7505 | -547.5085 | 0 | -0.072917
solar thermal | 2020 | 500 | Electricity | Solar | -5051.7505 | -516.1996 | 0 | -0.058448
solar thermal | 2020 | 1000 | Electricity | Solar | -5051.7505 | -472.9489 | 0 | -0.043293
solar thermal | 2020 | 100000 | Electricity | Solar | -5051.7505 | -430.5387 | 0 | -0.70438

## Technology Annual Changes
Tech ID | Technology | Year | Min size (kW) | Max size (kW) | Fixed capex (% reduction against 2020 baseline) | Marginal capex (% reduction against 2020 baseline) | Fixed opex (% reduction over 2020 baseline) | Marginal opex (% reduction over 2020 baseline) | Primary thermal efficiency (% reduction over 2020 baseline) | Secondary thermal efficiency (% reduction over 2020 baseline) | Electrical efficiency (% reduction over 2020 baseline)
1 | ASHP | 2020 | 0 | 15 | 100% | 100% | 100% | 100% | 100% | 100% | 100%
1 | ASHP | 2021 | 0 | 15 | 98% | 98% | 100% | 100% | 102.4% | 100% | 100%
1 | ASHP | 2022 | 0 | 15 | 96% | 96% | 100% | 100% | 104.8% | 100% | 100%
1 | ASHP | 2023 | 0 | 15 | 94% | 94% | 100% | 100% | 107.2% | 100% | 100%
1 | ASHP | 2024 | 0 | 15 | 92% | 92% | 100% | 100% | 109.6% | 100% | 100%
1 | ASHP | 2025 | 0 | 15 | 90% | 90% | 100% | 100% | 112% | 100% | 100%
1 | ASHP | 2026 | 0 | 15 | 88% | 88% | 100% | 100% | 114.4% | 100% | 100%
1 | ASHP | 2027 | 0 | 15 | 86% | 86% | 100% | 100% | 116.8% | 100% | 100%
1 | ASHP | 2028 | 0 | 15 | 84% | 84% | 100% | 100% | 119.2% | 100% | 100%
1 | ASHP | 2029 | 0 | 15 | 82% | 82% | 100% | 100% | 121.6% | 100% | 100%
1 | ASHP | 2030 | 0 | 15 | 80% | 80% | 100% | 100% | 124% | 100% | 100%
1 | ASHP | 2031 | 0 | 15 | 79.5% | 79.5% | 100% | 100% | 124% | 100% | 100%
1 | ASHP | 2032 | 0 | 15 | 79% | 79% | 100% | 100% | 124% | 100% | 100%
1 | ASHP | 2033 | 0 | 15 | 78.5% | 78.5% | 100% | 100% | 124% | 100% | 100%
1 | ASHP | 2034 | 0 | 15 | 78% | 78% | 100% | 100% | 124% | 100% | 100%
1 | ASHP | 2035 | 0 | 15 | 77.5% | 77.5% | 100% | 100% | 124% | 100% | 100%
1 | ASHP | 2036 | 0 | 15 | 77% | 77% | 100% | 100% | 124% | 100% | 100%
1 | ASHP | 2037 | 0 | 15 | 76.5% | 76.5% | 100% | 100% | 124% | 100% | 100%
1 | ASHP | 2038 | 0 | 15 | 76% | 76% | 100% | 100% | 124% | 100% | 100%
1 | ASHP | 2039 | 0 | 15 | 75.5% | 75.5% | 100% | 100% | 124% | 100% | 100%
1 | ASHP | 2040 | 0 | 15 | 75% | 75% | 100% | 100% | 124% | 100% | 100%
1 | ASHP | 2041 | 0 | 15 | 74.5% | 74.5% | 100% | 100% | 124% | 100% | 100%
1 | ASHP | 2042 | 0 | 15 | 74% | 74% | 100% | 100% | 124% | 100% | 100%
1 | ASHP | 2043 | 0 | 15 | 73.5% | 73.5% | 100% | 100% | 124% | 100% | 100%
1 | ASHP | 2044 | 0 | 15 | 73% | 73% | 100% | 100% | 124% | 100% | 100%
1 | ASHP | 2045 | 0 | 15 | 72.5% | 72.5% | 100% | 100% | 124% | 100% | 100%
1 | ASHP | 2046 | 0 | 15 | 72% | 72% | 100% | 100% | 124% | 100% | 100%
1 | ASHP | 2047 | 0 | 15 | 71.5% | 71.5% | 100% | 100% | 124% | 100% | 100%
1 | ASHP | 2048 | 0 | 15 | 71% | 71% | 100% | 100% | 124% | 100% | 100%
1 | ASHP | 2049 | 0 | 15 | 70.5% | 70.5% | 100% | 100% | 124% | 100% | 100%
1 | ASHP | 2050 | 0 | 15 | 70% | 70% | 100% | 100% | 124% | 100% | 100%
2 | GSHP | 2020 | 0 | 15 | 100% | 100% | 100% | 100% | 100% | 100% | 100%
2 | GSHP | 2021 | 0 | 15 | 98% | 98% | 100% | 100% | 102.4% | 100% | 100%
2 | GSHP | 2022 | 0 | 15 | 96% | 96% | 100% | 100% | 104.8% | 100% | 100%
2 | GSHP | 2023 | 0 | 15 | 94% | 94% | 100% | 100% | 107.2% | 100% | 100%
2 | GSHP | 2024 | 0 | 15 | 92% | 92% | 100% | 100% | 109.6% | 100% | 100%
2 | GSHP | 2025 | 0 | 15 | 90% | 90% | 100% | 100% | 112% | 100% | 100%
2 | GSHP | 2026 | 0 | 15 | 88% | 88% | 100% | 100% | 114.4% | 100% | 100%
2 | GSHP | 2027 | 0 | 15 | 86% | 86% | 100% | 100% | 116.8% | 100% | 100%
2 | GSHP | 2028 | 0 | 15 | 84% | 84% | 100% | 100% | 119.2% | 100% | 100%
2 | GSHP | 2029 | 0 | 15 | 82% | 82% | 100% | 100% | 121.6% | 100% | 100%
2 | GSHP | 2030 | 0 | 15 | 80% | 80% | 100% | 100% | 120% | 100% | 100%
2 | GSHP | 2031 | 0 | 15 | 79.5% | 79.5% | 100% | 100% | 120% | 100% | 100%
2 | GSHP | 2032 | 0 | 15 | 79% | 79% | 100% | 100% | 120% | 100% | 100%
2 | GSHP | 2033 | 0 | 15 | 78.5% | 78.5% | 100% | 100% | 120% | 100% | 100%
2 | GSHP | 2034 | 0 | 15 | 78% | 78% | 100% | 100% | 120% | 100% | 100%
2 | GSHP | 2035 | 0 | 15 | 77.5% | 77.5% | 100% | 100% | 120% | 100% | 100%
2 | GSHP | 2036 | 0 | 15 | 77% | 77% | 100% | 100% | 120% | 100% | 100%
2 | GSHP | 2037 | 0 | 15 | 76.5% | 76.5% | 100% | 100% | 120% | 100% | 100%
2 | GSHP | 2038 | 0 | 15 | 76% | 76% | 100% | 100% | 120% | 100% | 100%
2 | GSHP | 2039 | 0 | 15 | 75.5% | 75.5% | 100% | 100% | 120% | 100% | 100%
2 | GSHP | 2040 | 0 | 15 | 75% | 75% | 100% | 100% | 120% | 100% | 100%
2 | GSHP | 2041 | 0 | 15 | 74.5% | 74.5% | 100% | 100% | 120% | 100% | 100%
2 | GSHP | 2042 | 0 | 15 | 74% | 74% | 100% | 100% | 120% | 100% | 100%
2 | GSHP | 2043 | 0 | 15 | 73.5% | 73.5% | 100% | 100% | 120% | 100% | 100%
2 | GSHP | 2044 | 0 | 15 | 73% | 73% | 100% | 100% | 120% | 100% | 100%
2 | GSHP | 2045 | 0 | 15 | 72.5% | 72.5% | 100% | 100% | 120% | 100% | 100%
2 | GSHP | 2046 | 0 | 15 | 72% | 72% | 100% | 100% | 120% | 100% | 100%
2 | GSHP | 2047 | 0 | 15 | 71.5% | 71.5% | 100% | 100% | 120% | 100% | 100%
2 | GSHP | 2048 | 0 | 15 | 71% | 71% | 100% | 100% | 120% | 100% | 100%
2 | GSHP | 2049 | 0 | 15 | 70.5% | 70.5% | 100% | 100% | 120% | 100% | 100%
2 | GSHP | 2050 | 0 | 15 | 70% | 70% | 100% | 100% | 120% | 100% | 100%
3 | High T ASHP | 2020 | 0 | 15 | 100% | 100% | 100% | 100% | 100% | 100% | 100%
3 | High T ASHP | 2021 | 0 | 15 | 98% | 98% | 100% | 100% | 102.4% | 100% | 100%
3 | High T ASHP | 2022 | 0 | 15 | 96% | 96% | 100% | 100% | 104.8% | 100% | 100%
3 | High T ASHP | 2023 | 0 | 15 | 94% | 94% | 100% | 100% | 107.2% | 100% | 100%
3 | High T ASHP | 2024 | 0 | 15 | 92% | 92% | 100% | 100% | 109.6% | 100% | 100%
3 | High T ASHP | 2025 | 0 | 15 | 90% | 90% | 100% | 100% | 112% | 100% | 100%
3 | High T ASHP | 2026 | 0 | 15 | 88% | 88% | 100% | 100% | 114.4% | 100% | 100%
3 | High T ASHP | 2027 | 0 | 15 | 86% | 86% | 100% | 100% | 116.8% | 100% | 100%
3 | High T ASHP | 2028 | 0 | 15 | 84% | 84% | 100% | 100% | 119.2% | 100% | 100%
3 | High T ASHP | 2029 | 0 | 15 | 82% | 82% | 100% | 100% | 121.6% | 100% | 100%
3 | High T ASHP | 2030 | 0 | 15 | 80% | 80% | 100% | 100% | 124% | 100% | 100%
3 | High T ASHP | 2031 | 0 | 15 | 79.5% | 79.5% | 100% | 100% | 124% | 100% | 100%
3 | High T ASHP | 2032 | 0 | 15 | 79% | 79% | 100% | 100% | 124% | 100% | 100%
3 | High T ASHP | 2033 | 0 | 15 | 78.5% | 78.5% | 100% | 100% | 124% | 100% | 100%
3 | High T ASHP | 2034 | 0 | 15 | 78% | 78% | 100% | 100% | 124% | 100% | 100%
3 | High T ASHP | 2035 | 0 | 15 | 77.5% | 77.5% | 100% | 100% | 124% | 100% | 100%
3 | High T ASHP | 2036 | 0 | 15 | 77% | 77% | 100% | 100% | 124% | 100% | 100%
3 | High T ASHP | 2037 | 0 | 15 | 76.5% | 76.5% | 100% | 100% | 124% | 100% | 100%
3 | High T ASHP | 2038 | 0 | 15 | 76% | 76% | 100% | 100% | 124% | 100% | 100%
3 | High T ASHP | 2039 | 0 | 15 | 75.5% | 75.5% | 100% | 100% | 124% | 100% | 100%
3 | High T ASHP | 2040 | 0 | 15 | 75% | 75% | 100% | 100% | 124% | 100% | 100%
3 | High T ASHP | 2041 | 0 | 15 | 74.5% | 74.5% | 100% | 100% | 124% | 100% | 100%
3 | High T ASHP | 2042 | 0 | 15 | 74% | 74% | 100% | 100% | 124% | 100% | 100%
3 | High T ASHP | 2043 | 0 | 15 | 73.5% | 73.5% | 100% | 100% | 124% | 100% | 100%
3 | High T ASHP | 2044 | 0 | 15 | 73% | 73% | 100% | 100% | 124% | 100% | 100%
3 | High T ASHP | 2045 | 0 | 15 | 72.5% | 72.5% | 100% | 100% | 124% | 100% | 100%
3 | High T ASHP | 2046 | 0 | 15 | 72% | 72% | 100% | 100% | 124% | 100% | 100%
3 | High T ASHP | 2047 | 0 | 15 | 71.5% | 71.5% | 100% | 100% | 124% | 100% | 100%
3 | High T ASHP | 2048 | 0 | 15 | 71% | 71% | 100% | 100% | 124% | 100% | 100%
3 | High T ASHP | 2049 | 0 | 15 | 70.5% | 70.5% | 100% | 100% | 124% | 100% | 100%
3 | High T ASHP | 2050 | 0 | 15 | 70% | 70% | 100% | 100% | 124% | 100% | 100%
4 | High T GSHP | 2020 | 0 | 15 | 100% | 100% | 100% | 100% | 100% | 100% | 100%
4 | High T GSHP | 2021 | 0 | 15 | 98% | 98% | 100% | 100% | 102% | 100% | 100%
4 | High T GSHP | 2022 | 0 | 15 | 96% | 96% | 100% | 100% | 104% | 100% | 100%
4 | High T GSHP | 2023 | 0 | 15 | 94% | 94% | 100% | 100% | 106% | 100% | 100%
4 | High T GSHP | 2024 | 0 | 15 | 92% | 92% | 100% | 100% | 108% | 100% | 100%
4 | High T GSHP | 2025 | 0 | 15 | 90% | 90% | 100% | 100% | 110% | 100% | 100%
4 | High T GSHP | 2026 | 0 | 15 | 88% | 88% | 100% | 100% | 112% | 100% | 100%
4 | High T GSHP | 2027 | 0 | 15 | 86% | 86% | 100% | 100% | 114% | 100% | 100%
4 | High T GSHP | 2028 | 0 | 15 | 84% | 84% | 100% | 100% | 116% | 100% | 100%
4 | High T GSHP | 2029 | 0 | 15 | 82% | 82% | 100% | 100% | 118% | 100% | 100%
4 | High T GSHP | 2030 | 0 | 15 | 80% | 80% | 100% | 100% | 120% | 100% | 100%
4 | High T GSHP | 2031 | 0 | 15 | 79.5% | 79.5% | 100% | 100% | 120% | 100% | 100%
4 | High T GSHP | 2032 | 0 | 15 | 79% | 79% | 100% | 100% | 120% | 100% | 100%
4 | High T GSHP | 2033 | 0 | 15 | 78.5% | 78.5% | 100% | 100% | 120% | 100% | 100%
4 | High T GSHP | 2034 | 0 | 15 | 78% | 78% | 100% | 100% | 120% | 100% | 100%
4 | High T GSHP | 2035 | 0 | 15 | 77.5% | 77.5% | 100% | 100% | 120% | 100% | 100%
4 | High T GSHP | 2036 | 0 | 15 | 77% | 77% | 100% | 100% | 120% | 100% | 100%
4 | High T GSHP | 2037 | 0 | 15 | 76.5% | 76.5% | 100% | 100% | 120% | 100% | 100%
4 | High T GSHP | 2038 | 0 | 15 | 76% | 76% | 100% | 100% | 120% | 100% | 100%
4 | High T GSHP | 2039 | 0 | 15 | 75.5% | 75.5% | 100% | 100% | 120% | 100% | 100%
4 | High T GSHP | 2040 | 0 | 15 | 75% | 75% | 100% | 100% | 120% | 100% | 100%
4 | High T GSHP | 2041 | 0 | 15 | 74.5% | 74.5% | 100% | 100% | 120% | 100% | 100%
4 | High T GSHP | 2042 | 0 | 15 | 74% | 74% | 100% | 100% | 120% | 100% | 100%
4 | High T GSHP | 2043 | 0 | 15 | 73.5% | 73.5% | 100% | 100% | 120% | 100% | 100%
4 | High T GSHP | 2044 | 0 | 15 | 73% | 73% | 100% | 100% | 120% | 100% | 100%
4 | High T GSHP | 2045 | 0 | 15 | 72.5% | 72.5% | 100% | 100% | 120% | 100% | 100%
4 | High T GSHP | 2046 | 0 | 15 | 72% | 72% | 100% | 100% | 120% | 100% | 100%
4 | High T GSHP | 2047 | 0 | 15 | 71.5% | 71.5% | 100% | 100% | 120% | 100% | 100%
4 | High T GSHP | 2048 | 0 | 15 | 71% | 71% | 100% | 100% | 120% | 100% | 100%
4 | High T GSHP | 2049 | 0 | 15 | 70.5% | 70.5% | 100% | 100% | 120% | 100% | 100%
4 | High T GSHP | 2050 | 0 | 15 | 70% | 70% | 100% | 100% | 120% | 100% | 100%
5 | Communal ASHP | 2020 | 0 | 50 | 100% | 100% | 100% | 100% | 100% | 100% | 100%
5 | Communal ASHP | 2021 | 0 | 50 | 100% | 98% | 100% | 100% | 101.9% | 100% | 100%
5 | Communal ASHP | 2022 | 0 | 50 | 100% | 96% | 100% | 100% | 103.8% | 100% | 100%
5 | Communal ASHP | 2023 | 0 | 50 | 100% | 94% | 100% | 100% | 105.7% | 100% | 100%
5 | Communal ASHP | 2024 | 0 | 50 | 100% | 92% | 100% | 100% | 107.6% | 100% | 100%
5 | Communal ASHP | 2025 | 0 | 50 | 100% | 90% | 100% | 100% | 109.6% | 100% | 100%
5 | Communal ASHP | 2026 | 0 | 50 | 100% | 88% | 100% | 100% | 111.5% | 100% | 100%
5 | Communal ASHP | 2027 | 0 | 50 | 100% | 86% | 100% | 100% | 113.4% | 100% | 100%
5 | Communal ASHP | 2028 | 0 | 50 | 100% | 84% | 100% | 100% | 115.3% | 100% | 100%
5 | Communal ASHP | 2029 | 0 | 50 | 100% | 82% | 100% | 100% | 117.2% | 100% | 100%
5 | Communal ASHP | 2030 | 0 | 50 | 100% | 80% | 100% | 100% | 119.1% | 100% | 100%
5 | Communal ASHP | 2031 | 0 | 50 | 100% | 79.5% | 100% | 100% | 119.1% | 100% | 100%
5 | Communal ASHP | 2032 | 0 | 50 | 100% | 79% | 100% | 100% | 119.1% | 100% | 100%
5 | Communal ASHP | 2033 | 0 | 50 | 100% | 78.5% | 100% | 100% | 119.1% | 100% | 100%
5 | Communal ASHP | 2034 | 0 | 50 | 100% | 78% | 100% | 100% | 119.1% | 100% | 100%
5 | Communal ASHP | 2035 | 0 | 50 | 100% | 77.5% | 100% | 100% | 119.1% | 100% | 100%
5 | Communal ASHP | 2036 | 0 | 50 | 100% | 77% | 100% | 100% | 119.1% | 100% | 100%
5 | Communal ASHP | 2037 | 0 | 50 | 100% | 76.5% | 100% | 100% | 119.1% | 100% | 100%
5 | Communal ASHP | 2038 | 0 | 50 | 100% | 76% | 100% | 100% | 119.1% | 100% | 100%
5 | Communal ASHP | 2039 | 0 | 50 | 100% | 75.5% | 100% | 100% | 119.1% | 100% | 100%
5 | Communal ASHP | 2040 | 0 | 50 | 100% | 75% | 100% | 100% | 119.1% | 100% | 100%
5 | Communal ASHP | 2041 | 0 | 50 | 100% | 74.5% | 100% | 100% | 119.1% | 100% | 100%
5 | Communal ASHP | 2042 | 0 | 50 | 100% | 74% | 100% | 100% | 119.1% | 100% | 100%
5 | Communal ASHP | 2043 | 0 | 50 | 100% | 73.5% | 100% | 100% | 119.1% | 100% | 100%
5 | Communal ASHP | 2044 | 0 | 50 | 100% | 73% | 100% | 100% | 119.1% | 100% | 100%
5 | Communal ASHP | 2045 | 0 | 50 | 100% | 72.5% | 100% | 100% | 119.1% | 100% | 100%
5 | Communal ASHP | 2046 | 0 | 50 | 100% | 72% | 100% | 100% | 119.1% | 100% | 100%
5 | Communal ASHP | 2047 | 0 | 50 | 100% | 71.5% | 100% | 100% | 119.1% | 100% | 100%
5 | Communal ASHP | 2048 | 0 | 50 | 100% | 71% | 100% | 100% | 119.1% | 100% | 100%
5 | Communal ASHP | 2049 | 0 | 50 | 100% | 70.5% | 100% | 100% | 119.1% | 100% | 100%
5 | Communal ASHP | 2050 | 0 | 50 | 100% | 70% | 100% | 100% | 119.1% | 100% | 100%
6 | Electric storage | 2020 | 0 | 50 | 100% | 100% | 100% | 100% | 100% | 100% | 100%
6 | Electric storage | 2021 | 0 | 50 | 100% | 100% | 100% | 100% | 100% | 100% | 100%
6 | Electric storage | 2022 | 0 | 50 | 100% | 100% | 100% | 100% | 100% | 100% | 100%
6 | Electric storage | 2023 | 0 | 50 | 100% | 100% | 100% | 100% | 100% | 100% | 100%
6 | Electric storage | 2024 | 0 | 50 | 100% | 100% | 100% | 100% | 100% | 100% | 100%
6 | Electric storage | 2025 | 0 | 50 | 100% | 100% | 100% | 100% | 100% | 100% | 100%
6 | Electric storage | 2026 | 0 | 50 | 100% | 100% | 100% | 100% | 100% | 100% | 100%
6 | Electric storage | 2027 | 0 | 50 | 100% | 100% | 100% | 100% | 100% | 100% | 100%
6 | Electric storage | 2028 | 0 | 50 | 100% | 100% | 100% | 100% | 100% | 100% | 100%
6 | Electric storage | 2029 | 0 | 50 | 100% | 100% | 100% | 100% | 100% | 100% | 100%
6 | Electric storage | 2030 | 0 | 50 | 100% | 100% | 100% | 100% | 100% | 100% | 100%
6 | Electric storage | 2031 | 0 | 50 | 100% | 100% | 100% | 100% | 100% | 100% | 100%
6 | Electric storage | 2032 | 0 | 50 | 100% | 100% | 100% | 100% | 100% | 100% | 100%
6 | Electric storage | 2033 | 0 | 50 | 100% | 100% | 100% | 100% | 100% | 100% | 100%
6 | Electric storage | 2034 | 0 | 50 | 100% | 100% | 100% | 100% | 100% | 100% | 100%
6 | Electric storage | 2035 | 0 | 50 | 100% | 100% | 100% | 100% | 100% | 100% | 100%
6 | Electric storage | 2036 | 0 | 50 | 100% | 100% | 100% | 100% | 100% | 100% | 100%
6 | Electric storage | 2037 | 0 | 50 | 100% | 100% | 100% | 100% | 100% | 100% | 100%
6 | Electric storage | 2038 | 0 | 50 | 100% | 100% | 100% | 100% | 100% | 100% | 100%
6 | Electric storage | 2039 | 0 | 50 | 100% | 100% | 100% | 100% | 100% | 100% | 100%
6 | Electric storage | 2040 | 0 | 50 | 100% | 100% | 100% | 100% | 100% | 100% | 100%
6 | Electric storage | 2041 | 0 | 50 | 100% | 100% | 100% | 100% | 100% | 100% | 100%
6 | Electric storage | 2042 | 0 | 50 | 100% | 100% | 100% | 100% | 100% | 100% | 100%
6 | Electric storage | 2043 | 0 | 50 | 100% | 100% | 100% | 100% | 100% | 100% | 100%
6 | Electric storage | 2044 | 0 | 50 | 100% | 100% | 100% | 100% | 100% | 100% | 100%
6 | Electric storage | 2045 | 0 | 50 | 100% | 100% | 100% | 100% | 100% | 100% | 100%
6 | Electric storage | 2046 | 0 | 50 | 100% | 100% | 100% | 100% | 100% | 100% | 100%
6 | Electric storage | 2047 | 0 | 50 | 100% | 100% | 100% | 100% | 100% | 100% | 100%
6 | Electric storage | 2048 | 0 | 50 | 100% | 100% | 100% | 100% | 100% | 100% | 100%
6 | Electric storage | 2049 | 0 | 50 | 100% | 100% | 100% | 100% | 100% | 100% | 100%
6 | Electric storage | 2050 | 0 | 50 | 100% | 100% | 100% | 100% | 100% | 100% | 100%
7 | Electric resistive | 2020 | 0 | 15 | 100% | 100% | 100% | 100% | 100% | 100% | 100%
7 | Electric resistive | 2021 | 0 | 15 | 100% | 100% | 100% | 100% | 100% | 100% | 100%
7 | Electric resistive | 2022 | 0 | 15 | 100% | 100% | 100% | 100% | 100% | 100% | 100%
7 | Electric resistive | 2023 | 0 | 15 | 100% | 100% | 100% | 100% | 100% | 100% | 100%
7 | Electric resistive | 2024 | 0 | 15 | 100% | 100% | 100% | 100% | 100% | 100% | 100%
7 | Electric resistive | 2025 | 0 | 15 | 100% | 100% | 100% | 100% | 100% | 100% | 100%
7 | Electric resistive | 2026 | 0 | 15 | 100% | 100% | 100% | 100% | 100% | 100% | 100%
7 | Electric resistive | 2027 | 0 | 15 | 100% | 100% | 100% | 100% | 100% | 100% | 100%
7 | Electric resistive | 2028 | 0 | 15 | 100% | 100% | 100% | 100% | 100% | 100% | 100%
7 | Electric resistive | 2029 | 0 | 15 | 100% | 100% | 100% | 100% | 100% | 100% | 100%
7 | Electric resistive | 2030 | 0 | 15 | 100% | 100% | 100% | 100% | 100% | 100% | 100%
7 | Electric resistive | 2031 | 0 | 15 | 100% | 100% | 100% | 100% | 100% | 100% | 100%
7 | Electric resistive | 2032 | 0 | 15 | 100% | 100% | 100% | 100% | 100% | 100% | 100%
7 | Electric resistive | 2033 | 0 | 15 | 100% | 100% | 100% | 100% | 100% | 100% | 100%
7 | Electric resistive | 2034 | 0 | 15 | 100% | 100% | 100% | 100% | 100% | 100% | 100%
7 | Electric resistive | 2035 | 0 | 15 | 100% | 100% | 100% | 100% | 100% | 100% | 100%
7 | Electric resistive | 2036 | 0 | 15 | 100% | 100% | 100% | 100% | 100% | 100% | 100%
7 | Electric resistive | 2037 | 0 | 15 | 100% | 100% | 100% | 100% | 100% | 100% | 100%
7 | Electric resistive | 2038 | 0 | 15 | 100% | 100% | 100% | 100% | 100% | 100% | 100%
7 | Electric resistive | 2039 | 0 | 15 | 100% | 100% | 100% | 100% | 100% | 100% | 100%
7 | Electric resistive | 2040 | 0 | 15 | 100% | 100% | 100% | 100% | 100% | 100% | 100%
7 | Electric resistive | 2041 | 0 | 15 | 100% | 100% | 100% | 100% | 100% | 100% | 100%
7 | Electric resistive | 2042 | 0 | 15 | 100% | 100% | 100% | 100% | 100% | 100% | 100%
7 | Electric resistive | 2043 | 0 | 15 | 100% | 100% | 100% | 100% | 100% | 100% | 100%
7 | Electric resistive | 2044 | 0 | 15 | 100% | 100% | 100% | 100% | 100% | 100% | 100%
7 | Electric resistive | 2045 | 0 | 15 | 100% | 100% | 100% | 100% | 100% | 100% | 100%
7 | Electric resistive | 2046 | 0 | 15 | 100% | 100% | 100% | 100% | 100% | 100% | 100%
7 | Electric resistive | 2047 | 0 | 15 | 100% | 100% | 100% | 100% | 100% | 100% | 100%
7 | Electric resistive | 2048 | 0 | 15 | 100% | 100% | 100% | 100% | 100% | 100% | 100%
7 | Electric resistive | 2049 | 0 | 15 | 100% | 100% | 100% | 100% | 100% | 100% | 100%
7 | Electric resistive | 2050 | 0 | 15 | 100% | 100% | 100% | 100% | 100% | 100% | 100%
8 | Solid biomass boiler | 2020 | 0 | 15 | 100% | 100% | 100% | 100% | 100% | 100% | 100%
8 | Solid biomass boiler | 2021 | 0 | 15 | 100% | 100% | 100% | 100% | 100% | 100% | 100%
8 | Solid biomass boiler | 2022 | 0 | 15 | 100% | 100% | 100% | 100% | 100% | 100% | 100%
8 | Solid biomass boiler | 2023 | 0 | 15 | 100% | 100% | 100% | 100% | 100% | 100% | 100%
8 | Solid biomass boiler | 2024 | 0 | 15 | 100% | 100% | 100% | 100% | 100% | 100% | 100%
8 | Solid biomass boiler | 2025 | 0 | 15 | 100% | 100% | 100% | 100% | 100% | 100% | 100%
8 | Solid biomass boiler | 2026 | 0 | 15 | 100% | 100% | 100% | 100% | 100% | 100% | 100%
8 | Solid biomass boiler | 2027 | 0 | 15 | 100% | 100% | 100% | 100% | 100% | 100% | 100%
8 | Solid biomass boiler | 2028 | 0 | 15 | 100% | 100% | 100% | 100% | 100% | 100% | 100%
8 | Solid biomass boiler | 2029 | 0 | 15 | 100% | 100% | 100% | 100% | 100% | 100% | 100%
8 | Solid biomass boiler | 2030 | 0 | 15 | 100% | 100% | 100% | 100% | 100% | 100% | 100%
8 | Solid biomass boiler | 2031 | 0 | 15 | 100% | 100% | 100% | 100% | 100% | 100% | 100%
8 | Solid biomass boiler | 2032 | 0 | 15 | 100% | 100% | 100% | 100% | 100% | 100% | 100%
8 | Solid biomass boiler | 2033 | 0 | 15 | 100% | 100% | 100% | 100% | 100% | 100% | 100%
8 | Solid biomass boiler | 2034 | 0 | 15 | 100% | 100% | 100% | 100% | 100% | 100% | 100%
8 | Solid biomass boiler | 2035 | 0 | 15 | 100% | 100% | 100% | 100% | 100% | 100% | 100%
8 | Solid biomass boiler | 2036 | 0 | 15 | 100% | 100% | 100% | 100% | 100% | 100% | 100%
8 | Solid biomass boiler | 2037 | 0 | 15 | 100% | 100% | 100% | 100% | 100% | 100% | 100%
8 | Solid biomass boiler | 2038 | 0 | 15 | 100% | 100% | 100% | 100% | 100% | 100% | 100%
8 | Solid biomass boiler | 2039 | 0 | 15 | 100% | 100% | 100% | 100% | 100% | 100% | 100%
8 | Solid biomass boiler | 2040 | 0 | 15 | 100% | 100% | 100% | 100% | 100% | 100% | 100%
8 | Solid biomass boiler | 2041 | 0 | 15 | 100% | 100% | 100% | 100% | 100% | 100% | 100%
8 | Solid biomass boiler | 2042 | 0 | 15 | 100% | 100% | 100% | 100% | 100% | 100% | 100%
8 | Solid biomass boiler | 2043 | 0 | 15 | 100% | 100% | 100% | 100% | 100% | 100% | 100%
8 | Solid biomass boiler | 2044 | 0 | 15 | 100% | 100% | 100% | 100% | 100% | 100% | 100%
8 | Solid biomass boiler | 2045 | 0 | 15 | 100% | 100% | 100% | 100% | 100% | 100% | 100%
8 | Solid biomass boiler | 2046 | 0 | 15 | 100% | 100% | 100% | 100% | 100% | 100% | 100%
8 | Solid biomass boiler | 2047 | 0 | 15 | 100% | 100% | 100% | 100% | 100% | 100% | 100%
8 | Solid biomass boiler | 2048 | 0 | 15 | 100% | 100% | 100% | 100% | 100% | 100% | 100%
8 | Solid biomass boiler | 2049 | 0 | 15 | 100% | 100% | 100% | 100% | 100% | 100% | 100%
8 | Solid biomass boiler | 2050 | 0 | 15 | 100% | 100% | 100% | 100% | 100% | 100% | 100%
9 | BioLPG boiler | 2020 | 0 | 15 | 100% | 100% | 100% | 100% | 100% | 100% | 100%
9 | BioLPG boiler | 2021 | 0 | 15 | 100% | 100% | 100% | 100% | 100% | 100% | 100%
9 | BioLPG boiler | 2022 | 0 | 15 | 100% | 100% | 100% | 100% | 100% | 100% | 100%
9 | BioLPG boiler | 2023 | 0 | 15 | 100% | 100% | 100% | 100% | 100% | 100% | 100%
9 | BioLPG boiler | 2024 | 0 | 15 | 100% | 100% | 100% | 100% | 100% | 100% | 100%
9 | BioLPG boiler | 2025 | 0 | 15 | 100% | 100% | 100% | 100% | 100% | 100% | 100%
9 | BioLPG boiler | 2026 | 0 | 15 | 100% | 100% | 100% | 100% | 100% | 100% | 100%
9 | BioLPG boiler | 2027 | 0 | 15 | 100% | 100% | 100% | 100% | 100% | 100% | 100%
9 | BioLPG boiler | 2028 | 0 | 15 | 100% | 100% | 100% | 100% | 100% | 100% | 100%
9 | BioLPG boiler | 2029 | 0 | 15 | 100% | 100% | 100% | 100% | 100% | 100% | 100%
9 | BioLPG boiler | 2030 | 0 | 15 | 100% | 100% | 100% | 100% | 100% | 100% | 100%
9 | BioLPG boiler | 2031 | 0 | 15 | 100% | 100% | 100% | 100% | 100% | 100% | 100%
9 | BioLPG boiler | 2032 | 0 | 15 | 100% | 100% | 100% | 100% | 100% | 100% | 100%
9 | BioLPG boiler | 2033 | 0 | 15 | 100% | 100% | 100% | 100% | 100% | 100% | 100%
9 | BioLPG boiler | 2034 | 0 | 15 | 100% | 100% | 100% | 100% | 100% | 100% | 100%
9 | BioLPG boiler | 2035 | 0 | 15 | 100% | 100% | 100% | 100% | 100% | 100% | 100%
9 | BioLPG boiler | 2036 | 0 | 15 | 100% | 100% | 100% | 100% | 100% | 100% | 100%
9 | BioLPG boiler | 2037 | 0 | 15 | 100% | 100% | 100% | 100% | 100% | 100% | 100%
9 | BioLPG boiler | 2038 | 0 | 15 | 100% | 100% | 100% | 100% | 100% | 100% | 100%
9 | BioLPG boiler | 2039 | 0 | 15 | 100% | 100% | 100% | 100% | 100% | 100% | 100%
9 | BioLPG boiler | 2040 | 0 | 15 | 100% | 100% | 100% | 100% | 100% | 100% | 100%
9 | BioLPG boiler | 2041 | 0 | 15 | 100% | 100% | 100% | 100% | 100% | 100% | 100%
9 | BioLPG boiler | 2042 | 0 | 15 | 100% | 100% | 100% | 100% | 100% | 100% | 100%
9 | BioLPG boiler | 2043 | 0 | 15 | 100% | 100% | 100% | 100% | 100% | 100% | 100%
9 | BioLPG boiler | 2044 | 0 | 15 | 100% | 100% | 100% | 100% | 100% | 100% | 100%
9 | BioLPG boiler | 2045 | 0 | 15 | 100% | 100% | 100% | 100% | 100% | 100% | 100%
9 | BioLPG boiler | 2046 | 0 | 15 | 100% | 100% | 100% | 100% | 100% | 100% | 100%
9 | BioLPG boiler | 2047 | 0 | 15 | 100% | 100% | 100% | 100% | 100% | 100% | 100%
9 | BioLPG boiler | 2048 | 0 | 15 | 100% | 100% | 100% | 100% | 100% | 100% | 100%
9 | BioLPG boiler | 2049 | 0 | 15 | 100% | 100% | 100% | 100% | 100% | 100% | 100%
9 | BioLPG boiler | 2050 | 0 | 15 | 100% | 100% | 100% | 100% | 100% | 100% | 100%
10 | Bioliquid boiler (B100) | 2020 | 0 | 15 | 100% | 100% | 100% | 100% | 100% | 100% | 100%
10 | Bioliquid boiler (B100) | 2021 | 0 | 15 | 100% | 100% | 100% | 100% | 100% | 100% | 100%
10 | Bioliquid boiler (B100) | 2022 | 0 | 15 | 100% | 100% | 100% | 100% | 100% | 100% | 100%
10 | Bioliquid boiler (B100) | 2023 | 0 | 15 | 100% | 100% | 100% | 100% | 100% | 100% | 100%
10 | Bioliquid boiler (B100) | 2024 | 0 | 15 | 100% | 100% | 100% | 100% | 100% | 100% | 100%
10 | Bioliquid boiler (B100) | 2025 | 0 | 15 | 100% | 100% | 100% | 100% | 100% | 100% | 100%
10 | Bioliquid boiler (B100) | 2026 | 0 | 15 | 100% | 100% | 100% | 100% | 100% | 100% | 100%
10 | Bioliquid boiler (B100) | 2027 | 0 | 15 | 100% | 100% | 100% | 100% | 100% | 100% | 100%
10 | Bioliquid boiler (B100) | 2028 | 0 | 15 | 100% | 100% | 100% | 100% | 100% | 100% | 100%
10 | Bioliquid boiler (B100) | 2029 | 0 | 15 | 100% | 100% | 100% | 100% | 100% | 100% | 100%
10 | Bioliquid boiler (B100) | 2030 | 0 | 15 | 100% | 100% | 100% | 100% | 100% | 100% | 100%
10 | Bioliquid boiler (B100) | 2031 | 0 | 15 | 100% | 100% | 100% | 100% | 100% | 100% | 100%
10 | Bioliquid boiler (B100) | 2032 | 0 | 15 | 100% | 100% | 100% | 100% | 100% | 100% | 100%
10 | Bioliquid boiler (B100) | 2033 | 0 | 15 | 100% | 100% | 100% | 100% | 100% | 100% | 100%
10 | Bioliquid boiler (B100) | 2034 | 0 | 15 | 100% | 100% | 100% | 100% | 100% | 100% | 100%
10 | Bioliquid boiler (B100) | 2035 | 0 | 15 | 100% | 100% | 100% | 100% | 100% | 100% | 100%
10 | Bioliquid boiler (B100) | 2036 | 0 | 15 | 100% | 100% | 100% | 100% | 100% | 100% | 100%
10 | Bioliquid boiler (B100) | 2037 | 0 | 15 | 100% | 100% | 100% | 100% | 100% | 100% | 100%
10 | Bioliquid boiler (B100) | 2038 | 0 | 15 | 100% | 100% | 100% | 100% | 100% | 100% | 100%
10 | Bioliquid boiler (B100) | 2039 | 0 | 15 | 100% | 100% | 100% | 100% | 100% | 100% | 100%
10 | Bioliquid boiler (B100) | 2040 | 0 | 15 | 100% | 100% | 100% | 100% | 100% | 100% | 100%
10 | Bioliquid boiler (B100) | 2041 | 0 | 15 | 100% | 100% | 100% | 100% | 100% | 100% | 100%
10 | Bioliquid boiler (B100) | 2042 | 0 | 15 | 100% | 100% | 100% | 100% | 100% | 100% | 100%
10 | Bioliquid boiler (B100) | 2043 | 0 | 15 | 100% | 100% | 100% | 100% | 100% | 100% | 100%
10 | Bioliquid boiler (B100) | 2044 | 0 | 15 | 100% | 100% | 100% | 100% | 100% | 100% | 100%
10 | Bioliquid boiler (B100) | 2045 | 0 | 15 | 100% | 100% | 100% | 100% | 100% | 100% | 100%
10 | Bioliquid boiler (B100) | 2046 | 0 | 15 | 100% | 100% | 100% | 100% | 100% | 100% | 100%
10 | Bioliquid boiler (B100) | 2047 | 0 | 15 | 100% | 100% | 100% | 100% | 100% | 100% | 100%
10 | Bioliquid boiler (B100) | 2048 | 0 | 15 | 100% | 100% | 100% | 100% | 100% | 100% | 100%
10 | Bioliquid boiler (B100) | 2049 | 0 | 15 | 100% | 100% | 100% | 100% | 100% | 100% | 100%
10 | Bioliquid boiler (B100) | 2050 | 0 | 15 | 100% | 100% | 100% | 100% | 100% | 100% | 100%
11 | Hydrogen boiler | 2020 | 0 | 15 | 100% | 100% | 100% | 100% | 100% | 100% | 100%
11 | Hydrogen boiler | 2021 | 0 | 15 | 100% | 100% | 100% | 100% | 100% | 100% | 100%
11 | Hydrogen boiler | 2022 | 0 | 15 | 100% | 100% | 100% | 100% | 100% | 100% | 100%
11 | Hydrogen boiler | 2023 | 0 | 15 | 100% | 100% | 100% | 100% | 100% | 100% | 100%
11 | Hydrogen boiler | 2024 | 0 | 15 | 100% | 100% | 100% | 100% | 100% | 100% | 100%
11 | Hydrogen boiler | 2025 | 0 | 15 | 100% | 100% | 100% | 100% | 100% | 100% | 100%
11 | Hydrogen boiler | 2026 | 0 | 15 | 100% | 100% | 100% | 100% | 100% | 100% | 100%
11 | Hydrogen boiler | 2027 | 0 | 15 | 100% | 100% | 100% | 100% | 100% | 100% | 100%
11 | Hydrogen boiler | 2028 | 0 | 15 | 100% | 100% | 100% | 100% | 100% | 100% | 100%
11 | Hydrogen boiler | 2029 | 0 | 15 | 100% | 100% | 100% | 100% | 100% | 100% | 100%
11 | Hydrogen boiler | 2030 | 0 | 15 | 100% | 100% | 100% | 100% | 100% | 100% | 100%
11 | Hydrogen boiler | 2031 | 0 | 15 | 100% | 100% | 100% | 100% | 100% | 100% | 100%
11 | Hydrogen boiler | 2032 | 0 | 15 | 100% | 100% | 100% | 100% | 100% | 100% | 100%
11 | Hydrogen boiler | 2033 | 0 | 15 | 100% | 100% | 100% | 100% | 100% | 100% | 100%
11 | Hydrogen boiler | 2034 | 0 | 15 | 100% | 100% | 100% | 100% | 100% | 100% | 100%
11 | Hydrogen boiler | 2035 | 0 | 15 | 100% | 100% | 100% | 100% | 100% | 100% | 100%
11 | Hydrogen boiler | 2036 | 0 | 15 | 100% | 100% | 100% | 100% | 100% | 100% | 100%
11 | Hydrogen boiler | 2037 | 0 | 15 | 100% | 100% | 100% | 100% | 100% | 100% | 100%
11 | Hydrogen boiler | 2038 | 0 | 15 | 100% | 100% | 100% | 100% | 100% | 100% | 100%
11 | Hydrogen boiler | 2039 | 0 | 15 | 100% | 100% | 100% | 100% | 100% | 100% | 100%
11 | Hydrogen boiler | 2040 | 0 | 15 | 100% | 100% | 100% | 100% | 100% | 100% | 100%
11 | Hydrogen boiler | 2041 | 0 | 15 | 100% | 100% | 100% | 100% | 100% | 100% | 100%
11 | Hydrogen boiler | 2042 | 0 | 15 | 100% | 100% | 100% | 100% | 100% | 100% | 100%
11 | Hydrogen boiler | 2043 | 0 | 15 | 100% | 100% | 100% | 100% | 100% | 100% | 100%
11 | Hydrogen boiler | 2044 | 0 | 15 | 100% | 100% | 100% | 100% | 100% | 100% | 100%
11 | Hydrogen boiler | 2045 | 0 | 15 | 100% | 100% | 100% | 100% | 100% | 100% | 100%
11 | Hydrogen boiler | 2046 | 0 | 15 | 100% | 100% | 100% | 100% | 100% | 100% | 100%
11 | Hydrogen boiler | 2047 | 0 | 15 | 100% | 100% | 100% | 100% | 100% | 100% | 100%
11 | Hydrogen boiler | 2048 | 0 | 15 | 100% | 100% | 100% | 100% | 100% | 100% | 100%
11 | Hydrogen boiler | 2049 | 0 | 15 | 100% | 100% | 100% | 100% | 100% | 100% | 100%
11 | Hydrogen boiler | 2050 | 0 | 15 | 100% | 100% | 100% | 100% | 100% | 100% | 100%
12 | Biomethane boiler | 2020 | 0 | 15 | 100% | 100% | 100% | 100% | 100% | 100% | 100%
12 | Biomethane boiler | 2021 | 0 | 15 | 100% | 100% | 100% | 100% | 100% | 100% | 100%
12 | Biomethane boiler | 2022 | 0 | 15 | 100% | 100% | 100% | 100% | 100% | 100% | 100%
12 | Biomethane boiler | 2023 | 0 | 15 | 100% | 100% | 100% | 100% | 100% | 100% | 100%
12 | Biomethane boiler | 2024 | 0 | 15 | 100% | 100% | 100% | 100% | 100% | 100% | 100%
12 | Biomethane boiler | 2025 | 0 | 15 | 100% | 100% | 100% | 100% | 100% | 100% | 100%
12 | Biomethane boiler | 2026 | 0 | 15 | 100% | 100% | 100% | 100% | 100% | 100% | 100%
12 | Biomethane boiler | 2027 | 0 | 15 | 100% | 100% | 100% | 100% | 100% | 100% | 100%
12 | Biomethane boiler | 2028 | 0 | 15 | 100% | 100% | 100% | 100% | 100% | 100% | 100%
12 | Biomethane boiler | 2029 | 0 | 15 | 100% | 100% | 100% | 100% | 100% | 100% | 100%
12 | Biomethane boiler | 2030 | 0 | 15 | 100% | 100% | 100% | 100% | 100% | 100% | 100%
12 | Biomethane boiler | 2031 | 0 | 15 | 100% | 100% | 100% | 100% | 100% | 100% | 100%
12 | Biomethane boiler | 2032 | 0 | 15 | 100% | 100% | 100% | 100% | 100% | 100% | 100%
12 | Biomethane boiler | 2033 | 0 | 15 | 100% | 100% | 100% | 100% | 100% | 100% | 100%
12 | Biomethane boiler | 2034 | 0 | 15 | 100% | 100% | 100% | 100% | 100% | 100% | 100%
12 | Biomethane boiler | 2035 | 0 | 15 | 100% | 100% | 100% | 100% | 100% | 100% | 100%
12 | Biomethane boiler | 2036 | 0 | 15 | 100% | 100% | 100% | 100% | 100% | 100% | 100%
12 | Biomethane boiler | 2037 | 0 | 15 | 100% | 100% | 100% | 100% | 100% | 100% | 100%
12 | Biomethane boiler | 2038 | 0 | 15 | 100% | 100% | 100% | 100% | 100% | 100% | 100%
12 | Biomethane boiler | 2039 | 0 | 15 | 100% | 100% | 100% | 100% | 100% | 100% | 100%
12 | Biomethane boiler | 2040 | 0 | 15 | 100% | 100% | 100% | 100% | 100% | 100% | 100%
12 | Biomethane boiler | 2041 | 0 | 15 | 100% | 100% | 100% | 100% | 100% | 100% | 100%
12 | Biomethane boiler | 2042 | 0 | 15 | 100% | 100% | 100% | 100% | 100% | 100% | 100%
12 | Biomethane boiler | 2043 | 0 | 15 | 100% | 100% | 100% | 100% | 100% | 100% | 100%
12 | Biomethane boiler | 2044 | 0 | 15 | 100% | 100% | 100% | 100% | 100% | 100% | 100%
12 | Biomethane boiler | 2045 | 0 | 15 | 100% | 100% | 100% | 100% | 100% | 100% | 100%
12 | Biomethane boiler | 2046 | 0 | 15 | 100% | 100% | 100% | 100% | 100% | 100% | 100%
12 | Biomethane boiler | 2047 | 0 | 15 | 100% | 100% | 100% | 100% | 100% | 100% | 100%
12 | Biomethane boiler | 2048 | 0 | 15 | 100% | 100% | 100% | 100% | 100% | 100% | 100%
12 | Biomethane boiler | 2049 | 0 | 15 | 100% | 100% | 100% | 100% | 100% | 100% | 100%
12 | Biomethane boiler | 2050 | 0 | 15 | 100% | 100% | 100% | 100% | 100% | 100% | 100%
13 | Hybrid (ASHP + gas boiler) - HW storage | 2020 | 0 | 15 | 100% | 100% | 100% | 100% | 100% | 100% | 100%
13 | Hybrid (ASHP + gas boiler) - HW storage | 2021 | 0 | 15 | 98.48% | 98% | 100% | 100% | 101.9% | 100% | 100%
13 | Hybrid (ASHP + gas boiler) - HW storage | 2022 | 0 | 15 | 96.96% | 96% | 100% | 100% | 103.8% | 100% | 100%
13 | Hybrid (ASHP + gas boiler) - HW storage | 2023 | 0 | 15 | 95.45% | 94% | 100% | 100% | 105.7% | 100% | 100%
13 | Hybrid (ASHP + gas boiler) - HW storage | 2024 | 0 | 15 | 93.93% | 92% | 100% | 100% | 107.6% | 100% | 100%
13 | Hybrid (ASHP + gas boiler) - HW storage | 2025 | 0 | 15 | 92.41% | 90% | 100% | 100% | 109.5% | 100% | 100%
13 | Hybrid (ASHP + gas boiler) - HW storage | 2026 | 0 | 15 | 90.89% | 88% | 100% | 100% | 111.4% | 100% | 100%
13 | Hybrid (ASHP + gas boiler) - HW storage | 2027 | 0 | 15 | 89.37% | 86% | 100% | 100% | 113.3% | 100% | 100%
13 | Hybrid (ASHP + gas boiler) - HW storage | 2028 | 0 | 15 | 87.85% | 84% | 100% | 100% | 115.2% | 100% | 100%
13 | Hybrid (ASHP + gas boiler) - HW storage | 2029 | 0 | 15 | 86.34% | 82% | 100% | 100% | 117.1% | 100% | 100%
13 | Hybrid (ASHP + gas boiler) - HW storage | 2030 | 0 | 15 | 84.82% | 80% | 100% | 100% | 119% | 100% | 100%
13 | Hybrid (ASHP + gas boiler) - HW storage | 2031 | 0 | 15 | 84.44% | 79.5% | 100% | 100% | 119% | 100% | 100%
13 | Hybrid (ASHP + gas boiler) - HW storage | 2032 | 0 | 15 | 84.06% | 79% | 100% | 100% | 119% | 100% | 100%
13 | Hybrid (ASHP + gas boiler) - HW storage | 2033 | 0 | 15 | 83.68% | 78.5% | 100% | 100% | 119% | 100% | 100%
13 | Hybrid (ASHP + gas boiler) - HW storage | 2034 | 0 | 15 | 83.3% | 78% | 100% | 100% | 119% | 100% | 100%
13 | Hybrid (ASHP + gas boiler) - HW storage | 2035 | 0 | 15 | 82.92% | 77.5% | 100% | 100% | 119% | 100% | 100%
13 | Hybrid (ASHP + gas boiler) - HW storage | 2036 | 0 | 15 | 82.54% | 77% | 100% | 100% | 119% | 100% | 100%
13 | Hybrid (ASHP + gas boiler) - HW storage | 2037 | 0 | 15 | 82.16% | 76.5% | 100% | 100% | 119% | 100% | 100%
13 | Hybrid (ASHP + gas boiler) - HW storage | 2038 | 0 | 15 | 81.78% | 76% | 100% | 100% | 119% | 100% | 100%
13 | Hybrid (ASHP + gas boiler) - HW storage | 2039 | 0 | 15 | 81.4% | 75.5% | 100% | 100% | 119% | 100% | 100%
13 | Hybrid (ASHP + gas boiler) - HW storage | 2040 | 0 | 15 | 81.02% | 75% | 100% | 100% | 119% | 100% | 100%
13 | Hybrid (ASHP + gas boiler) - HW storage | 2041 | 0 | 15 | 80.64% | 74.5% | 100% | 100% | 119% | 100% | 100%
13 | Hybrid (ASHP + gas boiler) - HW storage | 2042 | 0 | 15 | 80.26% | 74% | 100% | 100% | 119% | 100% | 100%
13 | Hybrid (ASHP + gas boiler) - HW storage | 2043 | 0 | 15 | 79.88% | 73.5% | 100% | 100% | 119% | 100% | 100%
13 | Hybrid (ASHP + gas boiler) - HW storage | 2044 | 0 | 15 | 79.51% | 73% | 100% | 100% | 119% | 100% | 100%
13 | Hybrid (ASHP + gas boiler) - HW storage | 2045 | 0 | 15 | 79.13% | 72.5% | 100% | 100% | 119% | 100% | 100%
13 | Hybrid (ASHP + gas boiler) - HW storage | 2046 | 0 | 15 | 78.75% | 72% | 100% | 100% | 119% | 100% | 100%
13 | Hybrid (ASHP + gas boiler) - HW storage | 2047 | 0 | 15 | 78.37% | 71.5% | 100% | 100% | 119% | 100% | 100%
13 | Hybrid (ASHP + gas boiler) - HW storage | 2048 | 0 | 15 | 77.99% | 71% | 100% | 100% | 119% | 100% | 100%
13 | Hybrid (ASHP + gas boiler) - HW storage | 2049 | 0 | 15 | 77.61% | 70.5% | 100% | 100% | 119% | 100% | 100%
13 | Hybrid (ASHP + gas boiler) - HW storage | 2050 | 0 | 15 | 77.23% | 70% | 100% | 100% | 119% | 100% | 100%
14 | Hybrid (ASHP + bioliquid boiler) - HW storage | 2020 | 0 | 15 | 100% | 100% | 100% | 100% | 100% | 100% | 100%
14 | Hybrid (ASHP + bioliquid boiler) - HW storage | 2021 | 0 | 15 | 98.61% | 98% | 100% | 100% | 101.9% | 100% | 100%
14 | Hybrid (ASHP + bioliquid boiler) - HW storage | 2022 | 0 | 15 | 97.22% | 96% | 100% | 100% | 103.8% | 100% | 100%
14 | Hybrid (ASHP + bioliquid boiler) - HW storage | 2023 | 0 | 15 | 95.83% | 94% | 100% | 100% | 105.7% | 100% | 100%
14 | Hybrid (ASHP + bioliquid boiler) - HW storage | 2024 | 0 | 15 | 94.44% | 92% | 100% | 100% | 107.6% | 100% | 100%
14 | Hybrid (ASHP + bioliquid boiler) - HW storage | 2025 | 0 | 15 | 93.05% | 90% | 100% | 100% | 109.5% | 100% | 100%
14 | Hybrid (ASHP + bioliquid boiler) - HW storage | 2026 | 0 | 15 | 91.66% | 88% | 100% | 100% | 111.4% | 100% | 100%
14 | Hybrid (ASHP + bioliquid boiler) - HW storage | 2027 | 0 | 15 | 90.27% | 86% | 100% | 100% | 113.3% | 100% | 100%
14 | Hybrid (ASHP + bioliquid boiler) - HW storage | 2028 | 0 | 15 | 88.88% | 84% | 100% | 100% | 115.2% | 100% | 100%
14 | Hybrid (ASHP + bioliquid boiler) - HW storage | 2029 | 0 | 15 | 87.49% | 82% | 100% | 100% | 117.1% | 100% | 100%
14 | Hybrid (ASHP + bioliquid boiler) - HW storage | 2030 | 0 | 15 | 86.1% | 80% | 100% | 100% | 119% | 100% | 100%
14 | Hybrid (ASHP + bioliquid boiler) - HW storage | 2031 | 0 | 15 | 85.75% | 79.5% | 100% | 100% | 119% | 100% | 100%
14 | Hybrid (ASHP + bioliquid boiler) - HW storage | 2032 | 0 | 15 | 85.4% | 79% | 100% | 100% | 119% | 100% | 100%
14 | Hybrid (ASHP + bioliquid boiler) - HW storage | 2033 | 0 | 15 | 85.05% | 78.5% | 100% | 100% | 119% | 100% | 100%
14 | Hybrid (ASHP + bioliquid boiler) - HW storage | 2034 | 0 | 15 | 84.71% | 78% | 100% | 100% | 119% | 100% | 100%
14 | Hybrid (ASHP + bioliquid boiler) - HW storage | 2035 | 0 | 15 | 84.36% | 77.5% | 100% | 100% | 119% | 100% | 100%
14 | Hybrid (ASHP + bioliquid boiler) - HW storage | 2036 | 0 | 15 | 84.01% | 77% | 100% | 100% | 119% | 100% | 100%
14 | Hybrid (ASHP + bioliquid boiler) - HW storage | 2037 | 0 | 15 | 83.66% | 76.5% | 100% | 100% | 119% | 100% | 100%
14 | Hybrid (ASHP + bioliquid boiler) - HW storage | 2038 | 0 | 15 | 83.32% | 76% | 100% | 100% | 119% | 100% | 100%
14 | Hybrid (ASHP + bioliquid boiler) - HW storage | 2039 | 0 | 15 | 82.97% | 75.5% | 100% | 100% | 119% | 100% | 100%
14 | Hybrid (ASHP + bioliquid boiler) - HW storage | 2040 | 0 | 15 | 82.62% | 75% | 100% | 100% | 119% | 100% | 100%
14 | Hybrid (ASHP + bioliquid boiler) - HW storage | 2041 | 0 | 15 | 82.27% | 74.5% | 100% | 100% | 119% | 100% | 100%
14 | Hybrid (ASHP + bioliquid boiler) - HW storage | 2042 | 0 | 15 | 81.92% | 74% | 100% | 100% | 119% | 100% | 100%
14 | Hybrid (ASHP + bioliquid boiler) - HW storage | 2043 | 0 | 15 | 81.58% | 73.5% | 100% | 100% | 119% | 100% | 100%
14 | Hybrid (ASHP + bioliquid boiler) - HW storage | 2044 | 0 | 15 | 81.23% | 73% | 100% | 100% | 119% | 100% | 100%
14 | Hybrid (ASHP + bioliquid boiler) - HW storage | 2045 | 0 | 15 | 80.88% | 72.5% | 100% | 100% | 119% | 100% | 100%
14 | Hybrid (ASHP + bioliquid boiler) - HW storage | 2046 | 0 | 15 | 80.53% | 72% | 100% | 100% | 119% | 100% | 100%
14 | Hybrid (ASHP + bioliquid boiler) - HW storage | 2047 | 0 | 15 | 80.19% | 71.5% | 100% | 100% | 119% | 100% | 100%
14 | Hybrid (ASHP + bioliquid boiler) - HW storage | 2048 | 0 | 15 | 79.84% | 71% | 100% | 100% | 119% | 100% | 100%
14 | Hybrid (ASHP + bioliquid boiler) - HW storage | 2049 | 0 | 15 | 79.49% | 70.5% | 100% | 100% | 119% | 100% | 100%
14 | Hybrid (ASHP + bioliquid boiler) - HW storage | 2050 | 0 | 15 | 79.14% | 70% | 100% | 100% | 119% | 100% | 100%
15 | Hybrid (ASHP + hydrogen boiler) - HW storage | 2020 | 0 | 15 | 100% | 100% | 100% | 100% | 100% | 100% | 100%
15 | Hybrid (ASHP + hydrogen boiler) - HW storage | 2021 | 0 | 15 | 98.51% | 98% | 100% | 100% | 101.9% | 100% | 100%
15 | Hybrid (ASHP + hydrogen boiler) - HW storage | 2022 | 0 | 15 | 97.01% | 96% | 100% | 100% | 103.8% | 100% | 100%
15 | Hybrid (ASHP + hydrogen boiler) - HW storage | 2023 | 0 | 15 | 95.52% | 94% | 100% | 100% | 105.7% | 100% | 100%
15 | Hybrid (ASHP + hydrogen boiler) - HW storage | 2024 | 0 | 15 | 94.03% | 92% | 100% | 100% | 107.6% | 100% | 100%
15 | Hybrid (ASHP + hydrogen boiler) - HW storage | 2025 | 0 | 15 | 92.54% | 90% | 100% | 100% | 109.5% | 100% | 100%
15 | Hybrid (ASHP + hydrogen boiler) - HW storage | 2026 | 0 | 15 | 91.04% | 88% | 100% | 100% | 111.4% | 100% | 100%
15 | Hybrid (ASHP + hydrogen boiler) - HW storage | 2027 | 0 | 15 | 89.55% | 86% | 100% | 100% | 113.3% | 100% | 100%
15 | Hybrid (ASHP + hydrogen boiler) - HW storage | 2028 | 0 | 15 | 88.06% | 84% | 100% | 100% | 115.2% | 100% | 100%
15 | Hybrid (ASHP + hydrogen boiler) - HW storage | 2029 | 0 | 15 | 86.57% | 82% | 100% | 100% | 117.1% | 100% | 100%
15 | Hybrid (ASHP + hydrogen boiler) - HW storage | 2030 | 0 | 15 | 85.07% | 80% | 100% | 100% | 119% | 100% | 100%
15 | Hybrid (ASHP + hydrogen boiler) - HW storage | 2031 | 0 | 15 | 84.7% | 79.5% | 100% | 100% | 119% | 100% | 100%
15 | Hybrid (ASHP + hydrogen boiler) - HW storage | 2032 | 0 | 15 | 84.33% | 79% | 100% | 100% | 119% | 100% | 100%
15 | Hybrid (ASHP + hydrogen boiler) - HW storage | 2033 | 0 | 15 | 83.95% | 78.5% | 100% | 100% | 119% | 100% | 100%
15 | Hybrid (ASHP + hydrogen boiler) - HW storage | 2034 | 0 | 15 | 83.58% | 78% | 100% | 100% | 119% | 100% | 100%
15 | Hybrid (ASHP + hydrogen boiler) - HW storage | 2035 | 0 | 15 | 83.21% | 77.5% | 100% | 100% | 119% | 100% | 100%
15 | Hybrid (ASHP + hydrogen boiler) - HW storage | 2036 | 0 | 15 | 82.84% | 77% | 100% | 100% | 119% | 100% | 100%
15 | Hybrid (ASHP + hydrogen boiler) - HW storage | 2037 | 0 | 15 | 82.46% | 76.5% | 100% | 100% | 119% | 100% | 100%
15 | Hybrid (ASHP + hydrogen boiler) - HW storage | 2038 | 0 | 15 | 82.09% | 76% | 100% | 100% | 119% | 100% | 100%
15 | Hybrid (ASHP + hydrogen boiler) - HW storage | 2039 | 0 | 15 | 81.72% | 75.5% | 100% | 100% | 119% | 100% | 100%
15 | Hybrid (ASHP + hydrogen boiler) - HW storage | 2040 | 0 | 15 | 81.34% | 75% | 100% | 100% | 119% | 100% | 100%
15 | Hybrid (ASHP + hydrogen boiler) - HW storage | 2041 | 0 | 15 | 80.97% | 74.5% | 100% | 100% | 119% | 100% | 100%
15 | Hybrid (ASHP + hydrogen boiler) - HW storage | 2042 | 0 | 15 | 80.6% | 74% | 100% | 100% | 119% | 100% | 100%
15 | Hybrid (ASHP + hydrogen boiler) - HW storage | 2043 | 0 | 15 | 80.22% | 73.5% | 100% | 100% | 119% | 100% | 100%
15 | Hybrid (ASHP + hydrogen boiler) - HW storage | 2044 | 0 | 15 | 79.85% | 73% | 100% | 100% | 119% | 100% | 100%
15 | Hybrid (ASHP + hydrogen boiler) - HW storage | 2045 | 0 | 15 | 79.48% | 72.5% | 100% | 100% | 119% | 100% | 100%
15 | Hybrid (ASHP + hydrogen boiler) - HW storage | 2046 | 0 | 15 | 79.1% | 72% | 100% | 100% | 119% | 100% | 100%
15 | Hybrid (ASHP + hydrogen boiler) - HW storage | 2047 | 0 | 15 | 78.73% | 71.5% | 100% | 100% | 119% | 100% | 100%
15 | Hybrid (ASHP + hydrogen boiler) - HW storage | 2048 | 0 | 15 | 78.36% | 71% | 100% | 100% | 119% | 100% | 100%
15 | Hybrid (ASHP + hydrogen boiler) - HW storage | 2049 | 0 | 15 | 77.98% | 70.5% | 100% | 100% | 119% | 100% | 100%
15 | Hybrid (ASHP + hydrogen boiler) - HW storage | 2050 | 0 | 15 | 77.61% | 70% | 100% | 100% | 119% | 100% | 100%
16 | Electric resistive + HW HP | 2020 | 0 | 50 | 100% | 100% | 100% | 100% | 100% | 100% | 100%
16 | Electric resistive + HW HP | 2021 | 0 | 50 | 98.1% | 98.5% | 100% | 100% | 101.4% | 100% | 100%
16 | Electric resistive + HW HP | 2022 | 0 | 50 | 96.2% | 97% | 100% | 100% | 102.7% | 100% | 100%
16 | Electric resistive + HW HP | 2023 | 0 | 50 | 94.3% | 95.5% | 100% | 100% | 104.1% | 100% | 100%
16 | Electric resistive + HW HP | 2024 | 0 | 50 | 92.4% | 94% | 100% | 100% | 105.5% | 100% | 100%
16 | Electric resistive + HW HP | 2025 | 0 | 50 | 90.51% | 92.5% | 100% | 100% | 106.9% | 100% | 100%
16 | Electric resistive + HW HP | 2026 | 0 | 50 | 88.61% | 91% | 100% | 100% | 108.2% | 100% | 100%
16 | Electric resistive + HW HP | 2027 | 0 | 50 | 86.71% | 89.5% | 100% | 100% | 109.6% | 100% | 100%
16 | Electric resistive + HW HP | 2028 | 0 | 50 | 84.81% | 88% | 100% | 100% | 111% | 100% | 100%
16 | Electric resistive + HW HP | 2029 | 0 | 50 | 82.91% | 86.5% | 100% | 100% | 112.4% | 100% | 100%
16 | Electric resistive + HW HP | 2030 | 0 | 50 | 81.01% | 85% | 100% | 100% | 113.7% | 100% | 100%
16 | Electric resistive + HW HP | 2031 | 0 | 50 | 80.54% | 84.61% | 100% | 100% | 113.7% | 100% | 100%
16 | Electric resistive + HW HP | 2032 | 0 | 50 | 80.06% | 84.22% | 100% | 100% | 113.7% | 100% | 100%
16 | Electric resistive + HW HP | 2033 | 0 | 50 | 79.59% | 83.83% | 100% | 100% | 113.7% | 100% | 100%
16 | Electric resistive + HW HP | 2034 | 0 | 50 | 79.11% | 83.44% | 100% | 100% | 113.7% | 100% | 100%
16 | Electric resistive + HW HP | 2035 | 0 | 50 | 78.64% | 83.05% | 100% | 100% | 113.7% | 100% | 100%
16 | Electric resistive + HW HP | 2036 | 0 | 50 | 78.16% | 82.66% | 100% | 100% | 113.7% | 100% | 100%
16 | Electric resistive + HW HP | 2037 | 0 | 50 | 77.69% | 82.27% | 100% | 100% | 113.7% | 100% | 100%
16 | Electric resistive + HW HP | 2038 | 0 | 50 | 77.21% | 81.88% | 100% | 100% | 113.7% | 100% | 100%
16 | Electric resistive + HW HP | 2039 | 0 | 50 | 76.74% | 81.49% | 100% | 100% | 113.7% | 100% | 100%
16 | Electric resistive + HW HP | 2040 | 0 | 50 | 76.26% | 81.1% | 100% | 100% | 113.7% | 100% | 100%
16 | Electric resistive + HW HP | 2041 | 0 | 50 | 75.79% | 80.71% | 100% | 100% | 113.7% | 100% | 100%
16 | Electric resistive + HW HP | 2042 | 0 | 50 | 75.32% | 80.32% | 100% | 100% | 113.7% | 100% | 100%
16 | Electric resistive + HW HP | 2043 | 0 | 50 | 74.84% | 79.93% | 100% | 100% | 113.7% | 100% | 100%
16 | Electric resistive + HW HP | 2044 | 0 | 50 | 74.37% | 79.53% | 100% | 100% | 113.7% | 100% | 100%
16 | Electric resistive + HW HP | 2045 | 0 | 50 | 73.89% | 79.14% | 100% | 100% | 113.7% | 100% | 100%
16 | Electric resistive + HW HP | 2046 | 0 | 50 | 73.42% | 78.75% | 100% | 100% | 113.7% | 100% | 100%
16 | Electric resistive + HW HP | 2047 | 0 | 50 | 72.94% | 78.36% | 100% | 100% | 113.7% | 100% | 100%
16 | Electric resistive + HW HP | 2048 | 0 | 50 | 72.47% | 77.97% | 100% | 100% | 113.7% | 100% | 100%
16 | Electric resistive + HW HP | 2049 | 0 | 50 | 71.99% | 77.58% | 100% | 100% | 113.7% | 100% | 100%
16 | Electric resistive + HW HP | 2050 | 0 | 50 | 71.52% | 77.19% | 100% | 100% | 113.7% | 100% | 100%
17 | ASHP + solar thermal | 2020 | 0 | 15 | 100% | 100% | 100% | 100% | 100% | 100% | 100%
17 | ASHP + solar thermal | 2021 | 0 | 15 | 98% | 98.3% | 100% | 100% | 101.4% | 100% | 100%
17 | ASHP + solar thermal | 2022 | 0 | 15 | 96% | 96.6% | 100% | 100% | 102.7% | 100% | 100%
17 | ASHP + solar thermal | 2023 | 0 | 15 | 94% | 94.9% | 100% | 100% | 104.1% | 100% | 100%
17 | ASHP + solar thermal | 2024 | 0 | 15 | 92% | 93.2% | 100% | 100% | 105.5% | 100% | 100%
17 | ASHP + solar thermal | 2025 | 0 | 15 | 90% | 91.5% | 100% | 100% | 106.9% | 100% | 100%
17 | ASHP + solar thermal | 2026 | 0 | 15 | 88% | 89.8% | 100% | 100% | 108.2% | 100% | 100%
17 | ASHP + solar thermal | 2027 | 0 | 15 | 86% | 88.1% | 100% | 100% | 109.6% | 100% | 100%
17 | ASHP + solar thermal | 2028 | 0 | 15 | 84% | 86.4% | 100% | 100% | 111% | 100% | 100%
17 | ASHP + solar thermal | 2029 | 0 | 15 | 82% | 84.7% | 100% | 100% | 112.4% | 100% | 100%
17 | ASHP + solar thermal | 2030 | 0 | 15 | 80% | 83% | 100% | 100% | 113.7% | 100% | 100%
17 | ASHP + solar thermal | 2031 | 0 | 15 | 79.65% | 82.6% | 100% | 100% | 113.7% | 100% | 100%
17 | ASHP + solar thermal | 2032 | 0 | 15 | 79.3% | 82.2% | 100% | 100% | 113.7% | 100% | 100%
17 | ASHP + solar thermal | 2033 | 0 | 15 | 78.95% | 81.8% | 100% | 100% | 113.7% | 100% | 100%
17 | ASHP + solar thermal | 2034 | 0 | 15 | 78.6% | 81.4% | 100% | 100% | 113.7% | 100% | 100%
17 | ASHP + solar thermal | 2035 | 0 | 15 | 78.25% | 81% | 100% | 100% | 113.7% | 100% | 100%
17 | ASHP + solar thermal | 2036 | 0 | 15 | 77.9% | 80.6% | 100% | 100% | 113.7% | 100% | 100%
17 | ASHP + solar thermal | 2037 | 0 | 15 | 77.55% | 80.2% | 100% | 100% | 113.7% | 100% | 100%
17 | ASHP + solar thermal | 2038 | 0 | 15 | 77.2% | 79.8% | 100% | 100% | 113.7% | 100% | 100%
17 | ASHP + solar thermal | 2039 | 0 | 15 | 76.85% | 79.4% | 100% | 100% | 113.7% | 100% | 100%
17 | ASHP + solar thermal | 2040 | 0 | 15 | 76.5% | 79% | 100% | 100% | 113.7% | 100% | 100%
17 | ASHP + solar thermal | 2041 | 0 | 15 | 76.15% | 78.6% | 100% | 100% | 113.7% | 100% | 100%
17 | ASHP + solar thermal | 2042 | 0 | 15 | 75.8% | 78.2% | 100% | 100% | 113.7% | 100% | 100%
17 | ASHP + solar thermal | 2043 | 0 | 15 | 75.45% | 77.8% | 100% | 100% | 113.7% | 100% | 100%
17 | ASHP + solar thermal | 2044 | 0 | 15 | 75.1% | 77.4% | 100% | 100% | 113.7% | 100% | 100%
17 | ASHP + solar thermal | 2045 | 0 | 15 | 74.75% | 77% | 100% | 100% | 113.7% | 100% | 100%
17 | ASHP + solar thermal | 2046 | 0 | 15 | 74.4% | 76.6% | 100% | 100% | 113.7% | 100% | 100%
17 | ASHP + solar thermal | 2047 | 0 | 15 | 74.05% | 76.2% | 100% | 100% | 113.7% | 100% | 100%
17 | ASHP + solar thermal | 2048 | 0 | 15 | 73.7% | 75.8% | 100% | 100% | 113.7% | 100% | 100%
17 | ASHP + solar thermal | 2049 | 0 | 15 | 73.35% | 75.4% | 100% | 100% | 113.7% | 100% | 100%
17 | ASHP + solar thermal | 2050 | 0 | 15 | 73% | 75% | 100% | 100% | 113.7% | 100% | 100%
18 | Bioliquid boiler + solar thermal | 2020 | 0 | 15 | 100% | 100% | 100% | 100% | 100% | 100% | 100%
18 | Bioliquid boiler + solar thermal | 2021 | 0 | 15 | 99.1% | 100% | 100% | 100% | 100% | 100% | 100%
18 | Bioliquid boiler + solar thermal | 2022 | 0 | 15 | 98.2% | 100% | 100% | 100% | 100% | 100% | 100%
18 | Bioliquid boiler + solar thermal | 2023 | 0 | 15 | 97.3% | 100% | 100% | 100% | 100% | 100% | 100%
18 | Bioliquid boiler + solar thermal | 2024 | 0 | 15 | 96.4% | 100% | 100% | 100% | 100% | 100% | 100%
18 | Bioliquid boiler + solar thermal | 2025 | 0 | 15 | 95.5% | 100% | 100% | 100% | 100% | 100% | 100%
18 | Bioliquid boiler + solar thermal | 2026 | 0 | 15 | 94.6% | 100% | 100% | 100% | 100% | 100% | 100%
18 | Bioliquid boiler + solar thermal | 2027 | 0 | 15 | 93.7% | 100% | 100% | 100% | 100% | 100% | 100%
18 | Bioliquid boiler + solar thermal | 2028 | 0 | 15 | 92.8% | 100% | 100% | 100% | 100% | 100% | 100%
18 | Bioliquid boiler + solar thermal | 2029 | 0 | 15 | 91.9% | 100% | 100% | 100% | 100% | 100% | 100%
18 | Bioliquid boiler + solar thermal | 2030 | 0 | 15 | 91% | 100% | 100% | 100% | 100% | 100% | 100%
18 | Bioliquid boiler + solar thermal | 2031 | 0 | 15 | 91% | 100% | 100% | 100% | 100% | 100% | 100%
18 | Bioliquid boiler + solar thermal | 2032 | 0 | 15 | 91% | 100% | 100% | 100% | 100% | 100% | 100%
18 | Bioliquid boiler + solar thermal | 2033 | 0 | 15 | 91% | 100% | 100% | 100% | 100% | 100% | 100%
18 | Bioliquid boiler + solar thermal | 2034 | 0 | 15 | 91% | 100% | 100% | 100% | 100% | 100% | 100%
18 | Bioliquid boiler + solar thermal | 2035 | 0 | 15 | 91% | 100% | 100% | 100% | 100% | 100% | 100%
18 | Bioliquid boiler + solar thermal | 2036 | 0 | 15 | 91% | 100% | 100% | 100% | 100% | 100% | 100%
18 | Bioliquid boiler + solar thermal | 2037 | 0 | 15 | 91% | 100% | 100% | 100% | 100% | 100% | 100%
18 | Bioliquid boiler + solar thermal | 2038 | 0 | 15 | 91% | 100% | 100% | 100% | 100% | 100% | 100%
18 | Bioliquid boiler + solar thermal | 2039 | 0 | 15 | 91% | 100% | 100% | 100% | 100% | 100% | 100%
18 | Bioliquid boiler + solar thermal | 2040 | 0 | 15 | 91% | 100% | 100% | 100% | 100% | 100% | 100%
18 | Bioliquid boiler + solar thermal | 2041 | 0 | 15 | 91% | 100% | 100% | 100% | 100% | 100% | 100%
18 | Bioliquid boiler + solar thermal | 2042 | 0 | 15 | 91% | 100% | 100% | 100% | 100% | 100% | 100%
18 | Bioliquid boiler + solar thermal | 2043 | 0 | 15 | 91% | 100% | 100% | 100% | 100% | 100% | 100%
18 | Bioliquid boiler + solar thermal | 2044 | 0 | 15 | 91% | 100% | 100% | 100% | 100% | 100% | 100%
18 | Bioliquid boiler + solar thermal | 2045 | 0 | 15 | 91% | 100% | 100% | 100% | 100% | 100% | 100%
18 | Bioliquid boiler + solar thermal | 2046 | 0 | 15 | 91% | 100% | 100% | 100% | 100% | 100% | 100%
18 | Bioliquid boiler + solar thermal | 2047 | 0 | 15 | 91% | 100% | 100% | 100% | 100% | 100% | 100%
18 | Bioliquid boiler + solar thermal | 2048 | 0 | 15 | 91% | 100% | 100% | 100% | 100% | 100% | 100%
18 | Bioliquid boiler + solar thermal | 2049 | 0 | 15 | 91% | 100% | 100% | 100% | 100% | 100% | 100%
18 | Bioliquid boiler + solar thermal | 2050 | 0 | 15 | 91% | 100% | 100% | 100% | 100% | 100% | 100%
19 | Hydrogen boiler + solar thermal | 2020 | 0 | 15 | 100% | 100% | 100% | 100% | 100% | 100% | 100%
19 | Hydrogen boiler + solar thermal | 2021 | 0 | 15 | 99.1% | 100% | 100% | 100% | 100% | 100% | 100%
19 | Hydrogen boiler + solar thermal | 2022 | 0 | 15 | 98.2% | 100% | 100% | 100% | 100% | 100% | 100%
19 | Hydrogen boiler + solar thermal | 2023 | 0 | 15 | 97.3% | 100% | 100% | 100% | 100% | 100% | 100%
19 | Hydrogen boiler + solar thermal | 2024 | 0 | 15 | 96.4% | 100% | 100% | 100% | 100% | 100% | 100%
19 | Hydrogen boiler + solar thermal | 2025 | 0 | 15 | 95.5% | 100% | 100% | 100% | 100% | 100% | 100%
19 | Hydrogen boiler + solar thermal | 2026 | 0 | 15 | 94.6% | 100% | 100% | 100% | 100% | 100% | 100%
19 | Hydrogen boiler + solar thermal | 2027 | 0 | 15 | 93.7% | 100% | 100% | 100% | 100% | 100% | 100%
19 | Hydrogen boiler + solar thermal | 2028 | 0 | 15 | 92.8% | 100% | 100% | 100% | 100% | 100% | 100%
19 | Hydrogen boiler + solar thermal | 2029 | 0 | 15 | 91.9% | 100% | 100% | 100% | 100% | 100% | 100%
19 | Hydrogen boiler + solar thermal | 2030 | 0 | 15 | 91% | 100% | 100% | 100% | 100% | 100% | 100%
19 | Hydrogen boiler + solar thermal | 2031 | 0 | 15 | 91% | 100% | 100% | 100% | 100% | 100% | 100%
19 | Hydrogen boiler + solar thermal | 2032 | 0 | 15 | 91% | 100% | 100% | 100% | 100% | 100% | 100%
19 | Hydrogen boiler + solar thermal | 2033 | 0 | 15 | 91% | 100% | 100% | 100% | 100% | 100% | 100%
19 | Hydrogen boiler + solar thermal | 2034 | 0 | 15 | 91% | 100% | 100% | 100% | 100% | 100% | 100%
19 | Hydrogen boiler + solar thermal | 2035 | 0 | 15 | 91% | 100% | 100% | 100% | 100% | 100% | 100%
19 | Hydrogen boiler + solar thermal | 2036 | 0 | 15 | 91% | 100% | 100% | 100% | 100% | 100% | 100%
19 | Hydrogen boiler + solar thermal | 2037 | 0 | 15 | 91% | 100% | 100% | 100% | 100% | 100% | 100%
19 | Hydrogen boiler + solar thermal | 2038 | 0 | 15 | 91% | 100% | 100% | 100% | 100% | 100% | 100%
19 | Hydrogen boiler + solar thermal | 2039 | 0 | 15 | 91% | 100% | 100% | 100% | 100% | 100% | 100%
19 | Hydrogen boiler + solar thermal | 2040 | 0 | 15 | 91% | 100% | 100% | 100% | 100% | 100% | 100%
19 | Hydrogen boiler + solar thermal | 2041 | 0 | 15 | 91% | 100% | 100% | 100% | 100% | 100% | 100%
19 | Hydrogen boiler + solar thermal | 2042 | 0 | 15 | 91% | 100% | 100% | 100% | 100% | 100% | 100%
19 | Hydrogen boiler + solar thermal | 2043 | 0 | 15 | 91% | 100% | 100% | 100% | 100% | 100% | 100%
19 | Hydrogen boiler + solar thermal | 2044 | 0 | 15 | 91% | 100% | 100% | 100% | 100% | 100% | 100%
19 | Hydrogen boiler + solar thermal | 2045 | 0 | 15 | 91% | 100% | 100% | 100% | 100% | 100% | 100%
19 | Hydrogen boiler + solar thermal | 2046 | 0 | 15 | 91% | 100% | 100% | 100% | 100% | 100% | 100%
19 | Hydrogen boiler + solar thermal | 2047 | 0 | 15 | 91% | 100% | 100% | 100% | 100% | 100% | 100%
19 | Hydrogen boiler + solar thermal | 2048 | 0 | 15 | 91% | 100% | 100% | 100% | 100% | 100% | 100%
19 | Hydrogen boiler + solar thermal | 2049 | 0 | 15 | 91% | 100% | 100% | 100% | 100% | 100% | 100%
19 | Hydrogen boiler + solar thermal | 2050 | 0 | 15 | 91% | 100% | 100% | 100% | 100% | 100% | 100%
20 | ASHP + solar PV HW | 2020 | 0 | 15 | 100% | 100% | 100% | 100% | 100% | 100% | 100%
20 | ASHP + solar PV HW | 2021 | 0 | 15 | 98% | 98% | 100% | 100% | 101.4% | 100% | 100%
20 | ASHP + solar PV HW | 2022 | 0 | 15 | 96% | 96% | 100% | 100% | 102.7% | 100% | 100%
20 | ASHP + solar PV HW | 2023 | 0 | 15 | 94% | 94% | 100% | 100% | 104.1% | 100% | 100%
20 | ASHP + solar PV HW | 2024 | 0 | 15 | 92% | 92% | 100% | 100% | 105.5% | 100% | 100%
20 | ASHP + solar PV HW | 2025 | 0 | 15 | 90% | 90% | 100% | 100% | 106.9% | 100% | 100%
20 | ASHP + solar PV HW | 2026 | 0 | 15 | 88% | 88% | 100% | 100% | 108.2% | 100% | 100%
20 | ASHP + solar PV HW | 2027 | 0 | 15 | 86% | 86% | 100% | 100% | 109.6% | 100% | 100%
20 | ASHP + solar PV HW | 2028 | 0 | 15 | 84% | 84% | 100% | 100% | 111% | 100% | 100%
20 | ASHP + solar PV HW | 2029 | 0 | 15 | 82% | 82% | 100% | 100% | 112.4% | 100% | 100%
20 | ASHP + solar PV HW | 2030 | 0 | 15 | 80% | 80% | 100% | 100% | 113.7% | 100% | 100%
20 | ASHP + solar PV HW | 2031 | 0 | 15 | 80% | 80% | 100% | 100% | 113.7% | 100% | 100%
20 | ASHP + solar PV HW | 2032 | 0 | 15 | 80% | 80% | 100% | 100% | 113.7% | 100% | 100%
20 | ASHP + solar PV HW | 2033 | 0 | 15 | 80% | 80% | 100% | 100% | 113.7% | 100% | 100%
20 | ASHP + solar PV HW | 2034 | 0 | 15 | 80% | 80% | 100% | 100% | 113.7% | 100% | 100%
20 | ASHP + solar PV HW | 2035 | 0 | 15 | 80% | 80% | 100% | 100% | 113.7% | 100% | 100%
20 | ASHP + solar PV HW | 2036 | 0 | 15 | 80% | 80% | 100% | 100% | 113.7% | 100% | 100%
20 | ASHP + solar PV HW | 2037 | 0 | 15 | 80% | 80% | 100% | 100% | 113.7% | 100% | 100%
20 | ASHP + solar PV HW | 2038 | 0 | 15 | 80% | 80% | 100% | 100% | 113.7% | 100% | 100%
20 | ASHP + solar PV HW | 2039 | 0 | 15 | 80% | 80% | 100% | 100% | 113.7% | 100% | 100%
20 | ASHP + solar PV HW | 2040 | 0 | 15 | 80% | 80% | 100% | 100% | 113.7% | 100% | 100%
20 | ASHP + solar PV HW | 2041 | 0 | 15 | 80% | 80% | 100% | 100% | 113.7% | 100% | 100%
20 | ASHP + solar PV HW | 2042 | 0 | 15 | 80% | 80% | 100% | 100% | 113.7% | 100% | 100%
20 | ASHP + solar PV HW | 2043 | 0 | 15 | 80% | 80% | 100% | 100% | 113.7% | 100% | 100%
20 | ASHP + solar PV HW | 2044 | 0 | 15 | 80% | 80% | 100% | 100% | 113.7% | 100% | 100%
20 | ASHP + solar PV HW | 2045 | 0 | 15 | 80% | 80% | 100% | 100% | 113.7% | 100% | 100%
20 | ASHP + solar PV HW | 2046 | 0 | 15 | 80% | 80% | 100% | 100% | 113.7% | 100% | 100%
20 | ASHP + solar PV HW | 2047 | 0 | 15 | 80% | 80% | 100% | 100% | 113.7% | 100% | 100%
20 | ASHP + solar PV HW | 2048 | 0 | 15 | 80% | 80% | 100% | 100% | 113.7% | 100% | 100%
20 | ASHP + solar PV HW | 2049 | 0 | 15 | 80% | 80% | 100% | 100% | 113.7% | 100% | 100%
20 | ASHP + solar PV HW | 2050 | 0 | 15 | 80% | 80% | 100% | 100% | 113.7% | 100% | 100%
21 | Gas boiler | 2020 | 0 | 15 | 100% | 100% | 100% | 100% | 100% | 100% | 100%
21 | Gas boiler | 2021 | 0 | 15 | 100% | 100% | 100% | 100% | 100% | 100% | 100%
21 | Gas boiler | 2022 | 0 | 15 | 100% | 100% | 100% | 100% | 100% | 100% | 100%
21 | Gas boiler | 2023 | 0 | 15 | 100% | 100% | 100% | 100% | 100% | 100% | 100%
21 | Gas boiler | 2024 | 0 | 15 | 100% | 100% | 100% | 100% | 100% | 100% | 100%
21 | Gas boiler | 2025 | 0 | 15 | 100% | 100% | 100% | 100% | 100% | 100% | 100%
21 | Gas boiler | 2026 | 0 | 15 | 100% | 100% | 100% | 100% | 100% | 100% | 100%
21 | Gas boiler | 2027 | 0 | 15 | 100% | 100% | 100% | 100% | 100% | 100% | 100%
21 | Gas boiler | 2028 | 0 | 15 | 100% | 100% | 100% | 100% | 100% | 100% | 100%
21 | Gas boiler | 2029 | 0 | 15 | 100% | 100% | 100% | 100% | 100% | 100% | 100%
21 | Gas boiler | 2030 | 0 | 15 | 100% | 100% | 100% | 100% | 100% | 100% | 100%
21 | Gas boiler | 2031 | 0 | 15 | 100% | 100% | 100% | 100% | 100% | 100% | 100%
21 | Gas boiler | 2032 | 0 | 15 | 100% | 100% | 100% | 100% | 100% | 100% | 100%
21 | Gas boiler | 2033 | 0 | 15 | 100% | 100% | 100% | 100% | 100% | 100% | 100%
21 | Gas boiler | 2034 | 0 | 15 | 100% | 100% | 100% | 100% | 100% | 100% | 100%
21 | Gas boiler | 2035 | 0 | 15 | 100% | 100% | 100% | 100% | 100% | 100% | 100%
21 | Gas boiler | 2036 | 0 | 15 | 100% | 100% | 100% | 100% | 100% | 100% | 100%
21 | Gas boiler | 2037 | 0 | 15 | 100% | 100% | 100% | 100% | 100% | 100% | 100%
21 | Gas boiler | 2038 | 0 | 15 | 100% | 100% | 100% | 100% | 100% | 100% | 100%
21 | Gas boiler | 2039 | 0 | 15 | 100% | 100% | 100% | 100% | 100% | 100% | 100%
21 | Gas boiler | 2040 | 0 | 15 | 100% | 100% | 100% | 100% | 100% | 100% | 100%
21 | Gas boiler | 2041 | 0 | 15 | 100% | 100% | 100% | 100% | 100% | 100% | 100%
21 | Gas boiler | 2042 | 0 | 15 | 100% | 100% | 100% | 100% | 100% | 100% | 100%
21 | Gas boiler | 2043 | 0 | 15 | 100% | 100% | 100% | 100% | 100% | 100% | 100%
21 | Gas boiler | 2044 | 0 | 15 | 100% | 100% | 100% | 100% | 100% | 100% | 100%
21 | Gas boiler | 2045 | 0 | 15 | 100% | 100% | 100% | 100% | 100% | 100% | 100%
21 | Gas boiler | 2046 | 0 | 15 | 100% | 100% | 100% | 100% | 100% | 100% | 100%
21 | Gas boiler | 2047 | 0 | 15 | 100% | 100% | 100% | 100% | 100% | 100% | 100%
21 | Gas boiler | 2048 | 0 | 15 | 100% | 100% | 100% | 100% | 100% | 100% | 100%
21 | Gas boiler | 2049 | 0 | 15 | 100% | 100% | 100% | 100% | 100% | 100% | 100%
21 | Gas boiler | 2050 | 0 | 15 | 100% | 100% | 100% | 100% | 100% | 100% | 100%
22 | Oil boiler | 2020 | 0 | 15 | 100% | 100% | 100% | 100% | 100% | 100% | 100%
22 | Oil boiler | 2021 | 0 | 15 | 100% | 100% | 100% | 100% | 100% | 100% | 100%
22 | Oil boiler | 2022 | 0 | 15 | 100% | 100% | 100% | 100% | 100% | 100% | 100%
22 | Oil boiler | 2023 | 0 | 15 | 100% | 100% | 100% | 100% | 100% | 100% | 100%
22 | Oil boiler | 2024 | 0 | 15 | 100% | 100% | 100% | 100% | 100% | 100% | 100%
22 | Oil boiler | 2025 | 0 | 15 | 100% | 100% | 100% | 100% | 100% | 100% | 100%
22 | Oil boiler | 2026 | 0 | 15 | 100% | 100% | 100% | 100% | 100% | 100% | 100%
22 | Oil boiler | 2027 | 0 | 15 | 100% | 100% | 100% | 100% | 100% | 100% | 100%
22 | Oil boiler | 2028 | 0 | 15 | 100% | 100% | 100% | 100% | 100% | 100% | 100%
22 | Oil boiler | 2029 | 0 | 15 | 100% | 100% | 100% | 100% | 100% | 100% | 100%
22 | Oil boiler | 2030 | 0 | 15 | 100% | 100% | 100% | 100% | 100% | 100% | 100%
22 | Oil boiler | 2031 | 0 | 15 | 100% | 100% | 100% | 100% | 100% | 100% | 100%
22 | Oil boiler | 2032 | 0 | 15 | 100% | 100% | 100% | 100% | 100% | 100% | 100%
22 | Oil boiler | 2033 | 0 | 15 | 100% | 100% | 100% | 100% | 100% | 100% | 100%
22 | Oil boiler | 2034 | 0 | 15 | 100% | 100% | 100% | 100% | 100% | 100% | 100%
22 | Oil boiler | 2035 | 0 | 15 | 100% | 100% | 100% | 100% | 100% | 100% | 100%
22 | Oil boiler | 2036 | 0 | 15 | 100% | 100% | 100% | 100% | 100% | 100% | 100%
22 | Oil boiler | 2037 | 0 | 15 | 100% | 100% | 100% | 100% | 100% | 100% | 100%
22 | Oil boiler | 2038 | 0 | 15 | 100% | 100% | 100% | 100% | 100% | 100% | 100%
22 | Oil boiler | 2039 | 0 | 15 | 100% | 100% | 100% | 100% | 100% | 100% | 100%
22 | Oil boiler | 2040 | 0 | 15 | 100% | 100% | 100% | 100% | 100% | 100% | 100%
22 | Oil boiler | 2041 | 0 | 15 | 100% | 100% | 100% | 100% | 100% | 100% | 100%
22 | Oil boiler | 2042 | 0 | 15 | 100% | 100% | 100% | 100% | 100% | 100% | 100%
22 | Oil boiler | 2043 | 0 | 15 | 100% | 100% | 100% | 100% | 100% | 100% | 100%
22 | Oil boiler | 2044 | 0 | 15 | 100% | 100% | 100% | 100% | 100% | 100% | 100%
22 | Oil boiler | 2045 | 0 | 15 | 100% | 100% | 100% | 100% | 100% | 100% | 100%
22 | Oil boiler | 2046 | 0 | 15 | 100% | 100% | 100% | 100% | 100% | 100% | 100%
22 | Oil boiler | 2047 | 0 | 15 | 100% | 100% | 100% | 100% | 100% | 100% | 100%
22 | Oil boiler | 2048 | 0 | 15 | 100% | 100% | 100% | 100% | 100% | 100% | 100%
22 | Oil boiler | 2049 | 0 | 15 | 100% | 100% | 100% | 100% | 100% | 100% | 100%
22 | Oil boiler | 2050 | 0 | 15 | 100% | 100% | 100% | 100% | 100% | 100% | 100%
23 | Solid boiler | 2020 | 0 | 15 | 100% | 100% | 100% | 100% | 100% | 100% | 100%
23 | Solid boiler | 2021 | 0 | 15 | 100% | 100% | 100% | 100% | 100% | 100% | 100%
23 | Solid boiler | 2022 | 0 | 15 | 100% | 100% | 100% | 100% | 100% | 100% | 100%
23 | Solid boiler | 2023 | 0 | 15 | 100% | 100% | 100% | 100% | 100% | 100% | 100%
23 | Solid boiler | 2024 | 0 | 15 | 100% | 100% | 100% | 100% | 100% | 100% | 100%
23 | Solid boiler | 2025 | 0 | 15 | 100% | 100% | 100% | 100% | 100% | 100% | 100%
23 | Solid boiler | 2026 | 0 | 15 | 100% | 100% | 100% | 100% | 100% | 100% | 100%
23 | Solid boiler | 2027 | 0 | 15 | 100% | 100% | 100% | 100% | 100% | 100% | 100%
23 | Solid boiler | 2028 | 0 | 15 | 100% | 100% | 100% | 100% | 100% | 100% | 100%
23 | Solid boiler | 2029 | 0 | 15 | 100% | 100% | 100% | 100% | 100% | 100% | 100%
23 | Solid boiler | 2030 | 0 | 15 | 100% | 100% | 100% | 100% | 100% | 100% | 100%
23 | Solid boiler | 2031 | 0 | 15 | 100% | 100% | 100% | 100% | 100% | 100% | 100%
23 | Solid boiler | 2032 | 0 | 15 | 100% | 100% | 100% | 100% | 100% | 100% | 100%
23 | Solid boiler | 2033 | 0 | 15 | 100% | 100% | 100% | 100% | 100% | 100% | 100%
23 | Solid boiler | 2034 | 0 | 15 | 100% | 100% | 100% | 100% | 100% | 100% | 100%
23 | Solid boiler | 2035 | 0 | 15 | 100% | 100% | 100% | 100% | 100% | 100% | 100%
23 | Solid boiler | 2036 | 0 | 15 | 100% | 100% | 100% | 100% | 100% | 100% | 100%
23 | Solid boiler | 2037 | 0 | 15 | 100% | 100% | 100% | 100% | 100% | 100% | 100%
23 | Solid boiler | 2038 | 0 | 15 | 100% | 100% | 100% | 100% | 100% | 100% | 100%
23 | Solid boiler | 2039 | 0 | 15 | 100% | 100% | 100% | 100% | 100% | 100% | 100%
23 | Solid boiler | 2040 | 0 | 15 | 100% | 100% | 100% | 100% | 100% | 100% | 100%
23 | Solid boiler | 2041 | 0 | 15 | 100% | 100% | 100% | 100% | 100% | 100% | 100%
23 | Solid boiler | 2042 | 0 | 15 | 100% | 100% | 100% | 100% | 100% | 100% | 100%
23 | Solid boiler | 2043 | 0 | 15 | 100% | 100% | 100% | 100% | 100% | 100% | 100%
23 | Solid boiler | 2044 | 0 | 15 | 100% | 100% | 100% | 100% | 100% | 100% | 100%
23 | Solid boiler | 2045 | 0 | 15 | 100% | 100% | 100% | 100% | 100% | 100% | 100%
23 | Solid boiler | 2046 | 0 | 15 | 100% | 100% | 100% | 100% | 100% | 100% | 100%
23 | Solid boiler | 2047 | 0 | 15 | 100% | 100% | 100% | 100% | 100% | 100% | 100%
23 | Solid boiler | 2048 | 0 | 15 | 100% | 100% | 100% | 100% | 100% | 100% | 100%
23 | Solid boiler | 2049 | 0 | 15 | 100% | 100% | 100% | 100% | 100% | 100% | 100%
23 | Solid boiler | 2050 | 0 | 15 | 100% | 100% | 100% | 100% | 100% | 100% | 100%
24 | Electric heating | 2020 | 0 | 15 | 100% | 100% | 100% | 100% | 100% | 100% | 100%
24 | Electric heating | 2021 | 0 | 15 | 100% | 100% | 100% | 100% | 100% | 100% | 100%
24 | Electric heating | 2022 | 0 | 15 | 100% | 100% | 100% | 100% | 100% | 100% | 100%
24 | Electric heating | 2023 | 0 | 15 | 100% | 100% | 100% | 100% | 100% | 100% | 100%
24 | Electric heating | 2024 | 0 | 15 | 100% | 100% | 100% | 100% | 100% | 100% | 100%
24 | Electric heating | 2025 | 0 | 15 | 100% | 100% | 100% | 100% | 100% | 100% | 100%
24 | Electric heating | 2026 | 0 | 15 | 100% | 100% | 100% | 100% | 100% | 100% | 100%
24 | Electric heating | 2027 | 0 | 15 | 100% | 100% | 100% | 100% | 100% | 100% | 100%
24 | Electric heating | 2028 | 0 | 15 | 100% | 100% | 100% | 100% | 100% | 100% | 100%
24 | Electric heating | 2029 | 0 | 15 | 100% | 100% | 100% | 100% | 100% | 100% | 100%
24 | Electric heating | 2030 | 0 | 15 | 100% | 100% | 100% | 100% | 100% | 100% | 100%
24 | Electric heating | 2031 | 0 | 15 | 100% | 100% | 100% | 100% | 100% | 100% | 100%
24 | Electric heating | 2032 | 0 | 15 | 100% | 100% | 100% | 100% | 100% | 100% | 100%
24 | Electric heating | 2033 | 0 | 15 | 100% | 100% | 100% | 100% | 100% | 100% | 100%
24 | Electric heating | 2034 | 0 | 15 | 100% | 100% | 100% | 100% | 100% | 100% | 100%
24 | Electric heating | 2035 | 0 | 15 | 100% | 100% | 100% | 100% | 100% | 100% | 100%
24 | Electric heating | 2036 | 0 | 15 | 100% | 100% | 100% | 100% | 100% | 100% | 100%
24 | Electric heating | 2037 | 0 | 15 | 100% | 100% | 100% | 100% | 100% | 100% | 100%
24 | Electric heating | 2038 | 0 | 15 | 100% | 100% | 100% | 100% | 100% | 100% | 100%
24 | Electric heating | 2039 | 0 | 15 | 100% | 100% | 100% | 100% | 100% | 100% | 100%
24 | Electric heating | 2040 | 0 | 15 | 100% | 100% | 100% | 100% | 100% | 100% | 100%
24 | Electric heating | 2041 | 0 | 15 | 100% | 100% | 100% | 100% | 100% | 100% | 100%
24 | Electric heating | 2042 | 0 | 15 | 100% | 100% | 100% | 100% | 100% | 100% | 100%
24 | Electric heating | 2043 | 0 | 15 | 100% | 100% | 100% | 100% | 100% | 100% | 100%
24 | Electric heating | 2044 | 0 | 15 | 100% | 100% | 100% | 100% | 100% | 100% | 100%
24 | Electric heating | 2045 | 0 | 15 | 100% | 100% | 100% | 100% | 100% | 100% | 100%
24 | Electric heating | 2046 | 0 | 15 | 100% | 100% | 100% | 100% | 100% | 100% | 100%
24 | Electric heating | 2047 | 0 | 15 | 100% | 100% | 100% | 100% | 100% | 100% | 100%
24 | Electric heating | 2048 | 0 | 15 | 100% | 100% | 100% | 100% | 100% | 100% | 100%
24 | Electric heating | 2049 | 0 | 15 | 100% | 100% | 100% | 100% | 100% | 100% | 100%
24 | Electric heating | 2050 | 0 | 15 | 100% | 100% | 100% | 100% | 100% | 100% | 100%
1 | ASHP | 2020 | 15 | 100000 | 100% | 100% | 100% | 100% | 100% | 100% | 100%
1 | ASHP | 2021 | 15 | 100000 | 98% | 98% | 100% | 100% | 102.4% | 100% | 100%
1 | ASHP | 2022 | 15 | 100000 | 96% | 96% | 100% | 100% | 104.8% | 100% | 100%
1 | ASHP | 2023 | 15 | 100000 | 94% | 94% | 100% | 100% | 107.2% | 100% | 100%
1 | ASHP | 2024 | 15 | 100000 | 92% | 92% | 100% | 100% | 109.6% | 100% | 100%
1 | ASHP | 2025 | 15 | 100000 | 90% | 90% | 100% | 100% | 112% | 100% | 100%
1 | ASHP | 2026 | 15 | 100000 | 88% | 88% | 100% | 100% | 114.4% | 100% | 100%
1 | ASHP | 2027 | 15 | 100000 | 86% | 86% | 100% | 100% | 116.8% | 100% | 100%
1 | ASHP | 2028 | 15 | 100000 | 84% | 84% | 100% | 100% | 119.2% | 100% | 100%
1 | ASHP | 2029 | 15 | 100000 | 82% | 82% | 100% | 100% | 121.6% | 100% | 100%
1 | ASHP | 2030 | 15 | 100000 | 80% | 80% | 100% | 100% | 124% | 100% | 100%
1 | ASHP | 2031 | 15 | 100000 | 79.5% | 79.5% | 100% | 100% | 124% | 100% | 100%
1 | ASHP | 2032 | 15 | 100000 | 79% | 79% | 100% | 100% | 124% | 100% | 100%
1 | ASHP | 2033 | 15 | 100000 | 78.5% | 78.5% | 100% | 100% | 124% | 100% | 100%
1 | ASHP | 2034 | 15 | 100000 | 78% | 78% | 100% | 100% | 124% | 100% | 100%
1 | ASHP | 2035 | 15 | 100000 | 77.5% | 77.5% | 100% | 100% | 124% | 100% | 100%
1 | ASHP | 2036 | 15 | 100000 | 77% | 77% | 100% | 100% | 124% | 100% | 100%
1 | ASHP | 2037 | 15 | 100000 | 76.5% | 76.5% | 100% | 100% | 124% | 100% | 100%
1 | ASHP | 2038 | 15 | 100000 | 76% | 76% | 100% | 100% | 124% | 100% | 100%
1 | ASHP | 2039 | 15 | 100000 | 75.5% | 75.5% | 100% | 100% | 124% | 100% | 100%
1 | ASHP | 2040 | 15 | 100000 | 75% | 75% | 100% | 100% | 124% | 100% | 100%
1 | ASHP | 2041 | 15 | 100000 | 74.5% | 74.5% | 100% | 100% | 124% | 100% | 100%
1 | ASHP | 2042 | 15 | 100000 | 74% | 74% | 100% | 100% | 124% | 100% | 100%
1 | ASHP | 2043 | 15 | 100000 | 73.5% | 73.5% | 100% | 100% | 124% | 100% | 100%
1 | ASHP | 2044 | 15 | 100000 | 73% | 73% | 100% | 100% | 124% | 100% | 100%
1 | ASHP | 2045 | 15 | 100000 | 72.5% | 72.5% | 100% | 100% | 124% | 100% | 100%
1 | ASHP | 2046 | 15 | 100000 | 72% | 72% | 100% | 100% | 124% | 100% | 100%
1 | ASHP | 2047 | 15 | 100000 | 71.5% | 71.5% | 100% | 100% | 124% | 100% | 100%
1 | ASHP | 2048 | 15 | 100000 | 71% | 71% | 100% | 100% | 124% | 100% | 100%
1 | ASHP | 2049 | 15 | 100000 | 70.5% | 70.5% | 100% | 100% | 124% | 100% | 100%
1 | ASHP | 2050 | 15 | 100000 | 70% | 70% | 100% | 100% | 124% | 100% | 100%
2 | GSHP | 2020 | 15 | 100000 | 100% | 100% | 100% | 100% | 100% | 100% | 100%
2 | GSHP | 2021 | 15 | 100000 | 98% | 97.4% | 100% | 100% | 102.4% | 100% | 100%
2 | GSHP | 2022 | 15 | 100000 | 96% | 94.8% | 100% | 100% | 104.8% | 100% | 100%
2 | GSHP | 2023 | 15 | 100000 | 94% | 92.2% | 100% | 100% | 107.2% | 100% | 100%
2 | GSHP | 2024 | 15 | 100000 | 92% | 89.6% | 100% | 100% | 109.6% | 100% | 100%
2 | GSHP | 2025 | 15 | 100000 | 90% | 87% | 100% | 100% | 112% | 100% | 100%
2 | GSHP | 2026 | 15 | 100000 | 88% | 84.4% | 100% | 100% | 114.4% | 100% | 100%
2 | GSHP | 2027 | 15 | 100000 | 86% | 81.8% | 100% | 100% | 116.8% | 100% | 100%
2 | GSHP | 2028 | 15 | 100000 | 84% | 79.2% | 100% | 100% | 119.2% | 100% | 100%
2 | GSHP | 2029 | 15 | 100000 | 82% | 76.6% | 100% | 100% | 121.6% | 100% | 100%
2 | GSHP | 2030 | 15 | 100000 | 80% | 80% | 100% | 100% | 120% | 100% | 100%
2 | GSHP | 2031 | 15 | 100000 | 79.5% | 79.5% | 100% | 100% | 120% | 100% | 100%
2 | GSHP | 2032 | 15 | 100000 | 79% | 79% | 100% | 100% | 120% | 100% | 100%
2 | GSHP | 2033 | 15 | 100000 | 78.5% | 78.5% | 100% | 100% | 120% | 100% | 100%
2 | GSHP | 2034 | 15 | 100000 | 78% | 78% | 100% | 100% | 120% | 100% | 100%
2 | GSHP | 2035 | 15 | 100000 | 77.5% | 77.5% | 100% | 100% | 120% | 100% | 100%
2 | GSHP | 2036 | 15 | 100000 | 77% | 77% | 100% | 100% | 120% | 100% | 100%
2 | GSHP | 2037 | 15 | 100000 | 76.5% | 76.5% | 100% | 100% | 120% | 100% | 100%
2 | GSHP | 2038 | 15 | 100000 | 76% | 76% | 100% | 100% | 120% | 100% | 100%
2 | GSHP | 2039 | 15 | 100000 | 75.5% | 75.5% | 100% | 100% | 120% | 100% | 100%
2 | GSHP | 2040 | 15 | 100000 | 75% | 75% | 100% | 100% | 120% | 100% | 100%
2 | GSHP | 2041 | 15 | 100000 | 74.5% | 74.5% | 100% | 100% | 120% | 100% | 100%
2 | GSHP | 2042 | 15 | 100000 | 74% | 74% | 100% | 100% | 120% | 100% | 100%
2 | GSHP | 2043 | 15 | 100000 | 73.5% | 73.5% | 100% | 100% | 120% | 100% | 100%
2 | GSHP | 2044 | 15 | 100000 | 73% | 73% | 100% | 100% | 120% | 100% | 100%
2 | GSHP | 2045 | 15 | 100000 | 72.5% | 72.5% | 100% | 100% | 120% | 100% | 100%
2 | GSHP | 2046 | 15 | 100000 | 72% | 72% | 100% | 100% | 120% | 100% | 100%
2 | GSHP | 2047 | 15 | 100000 | 71.5% | 71.5% | 100% | 100% | 120% | 100% | 100%
2 | GSHP | 2048 | 15 | 100000 | 71% | 71% | 100% | 100% | 120% | 100% | 100%
2 | GSHP | 2049 | 15 | 100000 | 70.5% | 70.5% | 100% | 100% | 120% | 100% | 100%
2 | GSHP | 2050 | 15 | 100000 | 70% | 70% | 100% | 100% | 120% | 100% | 100%
3 | High T ASHP | 2020 | 15 | 100000 | 100% | 100% | 100% | 100% | 100% | 100% | 100%
3 | High T ASHP | 2021 | 15 | 100000 | 100% | 98% | 100% | 100% | 102.4% | 100% | 100%
3 | High T ASHP | 2022 | 15 | 100000 | 100% | 96% | 100% | 100% | 104.8% | 100% | 100%
3 | High T ASHP | 2023 | 15 | 100000 | 100% | 94% | 100% | 100% | 107.2% | 100% | 100%
3 | High T ASHP | 2024 | 15 | 100000 | 100% | 92% | 100% | 100% | 109.6% | 100% | 100%
3 | High T ASHP | 2025 | 15 | 100000 | 100% | 90% | 100% | 100% | 112% | 100% | 100%
3 | High T ASHP | 2026 | 15 | 100000 | 100% | 88% | 100% | 100% | 114.4% | 100% | 100%
3 | High T ASHP | 2027 | 15 | 100000 | 100% | 86% | 100% | 100% | 116.8% | 100% | 100%
3 | High T ASHP | 2028 | 15 | 100000 | 100% | 84% | 100% | 100% | 119.2% | 100% | 100%
3 | High T ASHP | 2029 | 15 | 100000 | 100% | 82% | 100% | 100% | 121.6% | 100% | 100%
3 | High T ASHP | 2030 | 15 | 100000 | 100% | 80% | 100% | 100% | 124% | 100% | 100%
3 | High T ASHP | 2031 | 15 | 100000 | 100% | 79.5% | 100% | 100% | 124% | 100% | 100%
3 | High T ASHP | 2032 | 15 | 100000 | 100% | 79% | 100% | 100% | 124% | 100% | 100%
3 | High T ASHP | 2033 | 15 | 100000 | 100% | 78.5% | 100% | 100% | 124% | 100% | 100%
3 | High T ASHP | 2034 | 15 | 100000 | 100% | 78% | 100% | 100% | 124% | 100% | 100%
3 | High T ASHP | 2035 | 15 | 100000 | 100% | 77.5% | 100% | 100% | 124% | 100% | 100%
3 | High T ASHP | 2036 | 15 | 100000 | 100% | 77% | 100% | 100% | 124% | 100% | 100%
3 | High T ASHP | 2037 | 15 | 100000 | 100% | 76.5% | 100% | 100% | 124% | 100% | 100%
3 | High T ASHP | 2038 | 15 | 100000 | 100% | 76% | 100% | 100% | 124% | 100% | 100%
3 | High T ASHP | 2039 | 15 | 100000 | 100% | 75.5% | 100% | 100% | 124% | 100% | 100%
3 | High T ASHP | 2040 | 15 | 100000 | 100% | 75% | 100% | 100% | 124% | 100% | 100%
3 | High T ASHP | 2041 | 15 | 100000 | 100% | 74.5% | 100% | 100% | 124% | 100% | 100%
3 | High T ASHP | 2042 | 15 | 100000 | 100% | 74% | 100% | 100% | 124% | 100% | 100%
3 | High T ASHP | 2043 | 15 | 100000 | 100% | 73.5% | 100% | 100% | 124% | 100% | 100%
3 | High T ASHP | 2044 | 15 | 100000 | 100% | 73% | 100% | 100% | 124% | 100% | 100%
3 | High T ASHP | 2045 | 15 | 100000 | 100% | 72.5% | 100% | 100% | 124% | 100% | 100%
3 | High T ASHP | 2046 | 15 | 100000 | 100% | 72% | 100% | 100% | 124% | 100% | 100%
3 | High T ASHP | 2047 | 15 | 100000 | 100% | 71.5% | 100% | 100% | 124% | 100% | 100%
3 | High T ASHP | 2048 | 15 | 100000 | 100% | 71% | 100% | 100% | 124% | 100% | 100%
3 | High T ASHP | 2049 | 15 | 100000 | 100% | 70.5% | 100% | 100% | 124% | 100% | 100%
3 | High T ASHP | 2050 | 15 | 100000 | 100% | 70% | 100% | 100% | 124% | 100% | 100%
4 | High T GSHP | 2020 | 15 | 100000 | 100% | 100% | 100% | 100% | 100% | 100% | 100%
4 | High T GSHP | 2021 | 15 | 100000 | 98% | 98% | 100% | 100% | 102% | 100% | 100%
4 | High T GSHP | 2022 | 15 | 100000 | 96% | 96% | 100% | 100% | 104% | 100% | 100%
4 | High T GSHP | 2023 | 15 | 100000 | 94% | 94% | 100% | 100% | 106% | 100% | 100%
4 | High T GSHP | 2024 | 15 | 100000 | 92% | 92% | 100% | 100% | 108% | 100% | 100%
4 | High T GSHP | 2025 | 15 | 100000 | 90% | 90% | 100% | 100% | 110% | 100% | 100%
4 | High T GSHP | 2026 | 15 | 100000 | 88% | 88% | 100% | 100% | 112% | 100% | 100%
4 | High T GSHP | 2027 | 15 | 100000 | 86% | 86% | 100% | 100% | 114% | 100% | 100%
4 | High T GSHP | 2028 | 15 | 100000 | 84% | 84% | 100% | 100% | 116% | 100% | 100%
4 | High T GSHP | 2029 | 15 | 100000 | 82% | 82% | 100% | 100% | 118% | 100% | 100%
4 | High T GSHP | 2030 | 15 | 100000 | 80% | 80% | 100% | 100% | 120% | 100% | 100%
4 | High T GSHP | 2031 | 15 | 100000 | 79.5% | 79.5% | 100% | 100% | 120% | 100% | 100%
4 | High T GSHP | 2032 | 15 | 100000 | 79% | 79% | 100% | 100% | 120% | 100% | 100%
4 | High T GSHP | 2033 | 15 | 100000 | 78.5% | 78.5% | 100% | 100% | 120% | 100% | 100%
4 | High T GSHP | 2034 | 15 | 100000 | 78% | 78% | 100% | 100% | 120% | 100% | 100%
4 | High T GSHP | 2035 | 15 | 100000 | 77.5% | 77.5% | 100% | 100% | 120% | 100% | 100%
4 | High T GSHP | 2036 | 15 | 100000 | 77% | 77% | 100% | 100% | 120% | 100% | 100%
4 | High T GSHP | 2037 | 15 | 100000 | 76.5% | 76.5% | 100% | 100% | 120% | 100% | 100%
4 | High T GSHP | 2038 | 15 | 100000 | 76% | 76% | 100% | 100% | 120% | 100% | 100%
4 | High T GSHP | 2039 | 15 | 100000 | 75.5% | 75.5% | 100% | 100% | 120% | 100% | 100%
4 | High T GSHP | 2040 | 15 | 100000 | 75% | 75% | 100% | 100% | 120% | 100% | 100%
4 | High T GSHP | 2041 | 15 | 100000 | 74.5% | 74.5% | 100% | 100% | 120% | 100% | 100%
4 | High T GSHP | 2042 | 15 | 100000 | 74% | 74% | 100% | 100% | 120% | 100% | 100%
4 | High T GSHP | 2043 | 15 | 100000 | 73.5% | 73.5% | 100% | 100% | 120% | 100% | 100%
4 | High T GSHP | 2044 | 15 | 100000 | 73% | 73% | 100% | 100% | 120% | 100% | 100%
4 | High T GSHP | 2045 | 15 | 100000 | 72.5% | 72.5% | 100% | 100% | 120% | 100% | 100%
4 | High T GSHP | 2046 | 15 | 100000 | 72% | 72% | 100% | 100% | 120% | 100% | 100%
4 | High T GSHP | 2047 | 15 | 100000 | 71.5% | 71.5% | 100% | 100% | 120% | 100% | 100%
4 | High T GSHP | 2048 | 15 | 100000 | 71% | 71% | 100% | 100% | 120% | 100% | 100%
4 | High T GSHP | 2049 | 15 | 100000 | 70.5% | 70.5% | 100% | 100% | 120% | 100% | 100%
4 | High T GSHP | 2050 | 15 | 100000 | 70% | 70% | 100% | 100% | 120% | 100% | 100%
7 | Electric resistive | 2020 | 15 | 100000 | 100% | 100% | 100% | 100% | 100% | 100% | 100%
7 | Electric resistive | 2021 | 15 | 100000 | 100% | 100% | 100% | 100% | 100% | 100% | 100%
7 | Electric resistive | 2022 | 15 | 100000 | 100% | 100% | 100% | 100% | 100% | 100% | 100%
7 | Electric resistive | 2023 | 15 | 100000 | 100% | 100% | 100% | 100% | 100% | 100% | 100%
7 | Electric resistive | 2024 | 15 | 100000 | 100% | 100% | 100% | 100% | 100% | 100% | 100%
7 | Electric resistive | 2025 | 15 | 100000 | 100% | 100% | 100% | 100% | 100% | 100% | 100%
7 | Electric resistive | 2026 | 15 | 100000 | 100% | 100% | 100% | 100% | 100% | 100% | 100%
7 | Electric resistive | 2027 | 15 | 100000 | 100% | 100% | 100% | 100% | 100% | 100% | 100%
7 | Electric resistive | 2028 | 15 | 100000 | 100% | 100% | 100% | 100% | 100% | 100% | 100%
7 | Electric resistive | 2029 | 15 | 100000 | 100% | 100% | 100% | 100% | 100% | 100% | 100%
7 | Electric resistive | 2030 | 15 | 100000 | 100% | 100% | 100% | 100% | 100% | 100% | 100%
7 | Electric resistive | 2031 | 15 | 100000 | 100% | 100% | 100% | 100% | 100% | 100% | 100%
7 | Electric resistive | 2032 | 15 | 100000 | 100% | 100% | 100% | 100% | 100% | 100% | 100%
7 | Electric resistive | 2033 | 15 | 100000 | 100% | 100% | 100% | 100% | 100% | 100% | 100%
7 | Electric resistive | 2034 | 15 | 100000 | 100% | 100% | 100% | 100% | 100% | 100% | 100%
7 | Electric resistive | 2035 | 15 | 100000 | 100% | 100% | 100% | 100% | 100% | 100% | 100%
7 | Electric resistive | 2036 | 15 | 100000 | 100% | 100% | 100% | 100% | 100% | 100% | 100%
7 | Electric resistive | 2037 | 15 | 100000 | 100% | 100% | 100% | 100% | 100% | 100% | 100%
7 | Electric resistive | 2038 | 15 | 100000 | 100% | 100% | 100% | 100% | 100% | 100% | 100%
7 | Electric resistive | 2039 | 15 | 100000 | 100% | 100% | 100% | 100% | 100% | 100% | 100%
7 | Electric resistive | 2040 | 15 | 100000 | 100% | 100% | 100% | 100% | 100% | 100% | 100%
7 | Electric resistive | 2041 | 15 | 100000 | 100% | 100% | 100% | 100% | 100% | 100% | 100%
7 | Electric resistive | 2042 | 15 | 100000 | 100% | 100% | 100% | 100% | 100% | 100% | 100%
7 | Electric resistive | 2043 | 15 | 100000 | 100% | 100% | 100% | 100% | 100% | 100% | 100%
7 | Electric resistive | 2044 | 15 | 100000 | 100% | 100% | 100% | 100% | 100% | 100% | 100%
7 | Electric resistive | 2045 | 15 | 100000 | 100% | 100% | 100% | 100% | 100% | 100% | 100%
7 | Electric resistive | 2046 | 15 | 100000 | 100% | 100% | 100% | 100% | 100% | 100% | 100%
7 | Electric resistive | 2047 | 15 | 100000 | 100% | 100% | 100% | 100% | 100% | 100% | 100%
7 | Electric resistive | 2048 | 15 | 100000 | 100% | 100% | 100% | 100% | 100% | 100% | 100%
7 | Electric resistive | 2049 | 15 | 100000 | 100% | 100% | 100% | 100% | 100% | 100% | 100%
7 | Electric resistive | 2050 | 15 | 100000 | 100% | 100% | 100% | 100% | 100% | 100% | 100%
8 | Solid biomass boiler | 2020 | 15 | 100000 | 100% | 100% | 100% | 100% | 100% | 100% | 100%
8 | Solid biomass boiler | 2021 | 15 | 100000 | 100% | 100% | 100% | 100% | 100% | 100% | 100%
8 | Solid biomass boiler | 2022 | 15 | 100000 | 100% | 100% | 100% | 100% | 100% | 100% | 100%
8 | Solid biomass boiler | 2023 | 15 | 100000 | 100% | 100% | 100% | 100% | 100% | 100% | 100%
8 | Solid biomass boiler | 2024 | 15 | 100000 | 100% | 100% | 100% | 100% | 100% | 100% | 100%
8 | Solid biomass boiler | 2025 | 15 | 100000 | 100% | 100% | 100% | 100% | 100% | 100% | 100%
8 | Solid biomass boiler | 2026 | 15 | 100000 | 100% | 100% | 100% | 100% | 100% | 100% | 100%
8 | Solid biomass boiler | 2027 | 15 | 100000 | 100% | 100% | 100% | 100% | 100% | 100% | 100%
8 | Solid biomass boiler | 2028 | 15 | 100000 | 100% | 100% | 100% | 100% | 100% | 100% | 100%
8 | Solid biomass boiler | 2029 | 15 | 100000 | 100% | 100% | 100% | 100% | 100% | 100% | 100%
8 | Solid biomass boiler | 2030 | 15 | 100000 | 100% | 100% | 100% | 100% | 100% | 100% | 100%
8 | Solid biomass boiler | 2031 | 15 | 100000 | 100% | 100% | 100% | 100% | 100% | 100% | 100%
8 | Solid biomass boiler | 2032 | 15 | 100000 | 100% | 100% | 100% | 100% | 100% | 100% | 100%
8 | Solid biomass boiler | 2033 | 15 | 100000 | 100% | 100% | 100% | 100% | 100% | 100% | 100%
8 | Solid biomass boiler | 2034 | 15 | 100000 | 100% | 100% | 100% | 100% | 100% | 100% | 100%
8 | Solid biomass boiler | 2035 | 15 | 100000 | 100% | 100% | 100% | 100% | 100% | 100% | 100%
8 | Solid biomass boiler | 2036 | 15 | 100000 | 100% | 100% | 100% | 100% | 100% | 100% | 100%
8 | Solid biomass boiler | 2037 | 15 | 100000 | 100% | 100% | 100% | 100% | 100% | 100% | 100%
8 | Solid biomass boiler | 2038 | 15 | 100000 | 100% | 100% | 100% | 100% | 100% | 100% | 100%
8 | Solid biomass boiler | 2039 | 15 | 100000 | 100% | 100% | 100% | 100% | 100% | 100% | 100%
8 | Solid biomass boiler | 2040 | 15 | 100000 | 100% | 100% | 100% | 100% | 100% | 100% | 100%
8 | Solid biomass boiler | 2041 | 15 | 100000 | 100% | 100% | 100% | 100% | 100% | 100% | 100%
8 | Solid biomass boiler | 2042 | 15 | 100000 | 100% | 100% | 100% | 100% | 100% | 100% | 100%
8 | Solid biomass boiler | 2043 | 15 | 100000 | 100% | 100% | 100% | 100% | 100% | 100% | 100%
8 | Solid biomass boiler | 2044 | 15 | 100000 | 100% | 100% | 100% | 100% | 100% | 100% | 100%
8 | Solid biomass boiler | 2045 | 15 | 100000 | 100% | 100% | 100% | 100% | 100% | 100% | 100%
8 | Solid biomass boiler | 2046 | 15 | 100000 | 100% | 100% | 100% | 100% | 100% | 100% | 100%
8 | Solid biomass boiler | 2047 | 15 | 100000 | 100% | 100% | 100% | 100% | 100% | 100% | 100%
8 | Solid biomass boiler | 2048 | 15 | 100000 | 100% | 100% | 100% | 100% | 100% | 100% | 100%
8 | Solid biomass boiler | 2049 | 15 | 100000 | 100% | 100% | 100% | 100% | 100% | 100% | 100%
8 | Solid biomass boiler | 2050 | 15 | 100000 | 100% | 100% | 100% | 100% | 100% | 100% | 100%
9 | BioLPG boiler | 2020 | 15 | 100000 | 100% | 100% | 100% | 100% | 100% | 100% | 100%
9 | BioLPG boiler | 2021 | 15 | 100000 | 100% | 100% | 100% | 100% | 100% | 100% | 100%
9 | BioLPG boiler | 2022 | 15 | 100000 | 100% | 100% | 100% | 100% | 100% | 100% | 100%
9 | BioLPG boiler | 2023 | 15 | 100000 | 100% | 100% | 100% | 100% | 100% | 100% | 100%
9 | BioLPG boiler | 2024 | 15 | 100000 | 100% | 100% | 100% | 100% | 100% | 100% | 100%
9 | BioLPG boiler | 2025 | 15 | 100000 | 100% | 100% | 100% | 100% | 100% | 100% | 100%
9 | BioLPG boiler | 2026 | 15 | 100000 | 100% | 100% | 100% | 100% | 100% | 100% | 100%
9 | BioLPG boiler | 2027 | 15 | 100000 | 100% | 100% | 100% | 100% | 100% | 100% | 100%
9 | BioLPG boiler | 2028 | 15 | 100000 | 100% | 100% | 100% | 100% | 100% | 100% | 100%
9 | BioLPG boiler | 2029 | 15 | 100000 | 100% | 100% | 100% | 100% | 100% | 100% | 100%
9 | BioLPG boiler | 2030 | 15 | 100000 | 100% | 100% | 100% | 100% | 100% | 100% | 100%
9 | BioLPG boiler | 2031 | 15 | 100000 | 100% | 100% | 100% | 100% | 100% | 100% | 100%
9 | BioLPG boiler | 2032 | 15 | 100000 | 100% | 100% | 100% | 100% | 100% | 100% | 100%
9 | BioLPG boiler | 2033 | 15 | 100000 | 100% | 100% | 100% | 100% | 100% | 100% | 100%
9 | BioLPG boiler | 2034 | 15 | 100000 | 100% | 100% | 100% | 100% | 100% | 100% | 100%
9 | BioLPG boiler | 2035 | 15 | 100000 | 100% | 100% | 100% | 100% | 100% | 100% | 100%
9 | BioLPG boiler | 2036 | 15 | 100000 | 100% | 100% | 100% | 100% | 100% | 100% | 100%
9 | BioLPG boiler | 2037 | 15 | 100000 | 100% | 100% | 100% | 100% | 100% | 100% | 100%
9 | BioLPG boiler | 2038 | 15 | 100000 | 100% | 100% | 100% | 100% | 100% | 100% | 100%
9 | BioLPG boiler | 2039 | 15 | 100000 | 100% | 100% | 100% | 100% | 100% | 100% | 100%
9 | BioLPG boiler | 2040 | 15 | 100000 | 100% | 100% | 100% | 100% | 100% | 100% | 100%
9 | BioLPG boiler | 2041 | 15 | 100000 | 100% | 100% | 100% | 100% | 100% | 100% | 100%
9 | BioLPG boiler | 2042 | 15 | 100000 | 100% | 100% | 100% | 100% | 100% | 100% | 100%
9 | BioLPG boiler | 2043 | 15 | 100000 | 100% | 100% | 100% | 100% | 100% | 100% | 100%
9 | BioLPG boiler | 2044 | 15 | 100000 | 100% | 100% | 100% | 100% | 100% | 100% | 100%
9 | BioLPG boiler | 2045 | 15 | 100000 | 100% | 100% | 100% | 100% | 100% | 100% | 100%
9 | BioLPG boiler | 2046 | 15 | 100000 | 100% | 100% | 100% | 100% | 100% | 100% | 100%
9 | BioLPG boiler | 2047 | 15 | 100000 | 100% | 100% | 100% | 100% | 100% | 100% | 100%
9 | BioLPG boiler | 2048 | 15 | 100000 | 100% | 100% | 100% | 100% | 100% | 100% | 100%
9 | BioLPG boiler | 2049 | 15 | 100000 | 100% | 100% | 100% | 100% | 100% | 100% | 100%
9 | BioLPG boiler | 2050 | 15 | 100000 | 100% | 100% | 100% | 100% | 100% | 100% | 100%
10 | Bioliquid boiler (B100) | 2020 | 15 | 100000 | 100% | 100% | 100% | 100% | 100% | 100% | 100%
10 | Bioliquid boiler (B100) | 2021 | 15 | 100000 | 100% | 100% | 100% | 100% | 100% | 100% | 100%
10 | Bioliquid boiler (B100) | 2022 | 15 | 100000 | 100% | 100% | 100% | 100% | 100% | 100% | 100%
10 | Bioliquid boiler (B100) | 2023 | 15 | 100000 | 100% | 100% | 100% | 100% | 100% | 100% | 100%
10 | Bioliquid boiler (B100) | 2024 | 15 | 100000 | 100% | 100% | 100% | 100% | 100% | 100% | 100%
10 | Bioliquid boiler (B100) | 2025 | 15 | 100000 | 100% | 100% | 100% | 100% | 100% | 100% | 100%
10 | Bioliquid boiler (B100) | 2026 | 15 | 100000 | 100% | 100% | 100% | 100% | 100% | 100% | 100%
10 | Bioliquid boiler (B100) | 2027 | 15 | 100000 | 100% | 100% | 100% | 100% | 100% | 100% | 100%
10 | Bioliquid boiler (B100) | 2028 | 15 | 100000 | 100% | 100% | 100% | 100% | 100% | 100% | 100%
10 | Bioliquid boiler (B100) | 2029 | 15 | 100000 | 100% | 100% | 100% | 100% | 100% | 100% | 100%
10 | Bioliquid boiler (B100) | 2030 | 15 | 100000 | 100% | 100% | 100% | 100% | 100% | 100% | 100%
10 | Bioliquid boiler (B100) | 2031 | 15 | 100000 | 100% | 100% | 100% | 100% | 100% | 100% | 100%
10 | Bioliquid boiler (B100) | 2032 | 15 | 100000 | 100% | 100% | 100% | 100% | 100% | 100% | 100%
10 | Bioliquid boiler (B100) | 2033 | 15 | 100000 | 100% | 100% | 100% | 100% | 100% | 100% | 100%
10 | Bioliquid boiler (B100) | 2034 | 15 | 100000 | 100% | 100% | 100% | 100% | 100% | 100% | 100%
10 | Bioliquid boiler (B100) | 2035 | 15 | 100000 | 100% | 100% | 100% | 100% | 100% | 100% | 100%
10 | Bioliquid boiler (B100) | 2036 | 15 | 100000 | 100% | 100% | 100% | 100% | 100% | 100% | 100%
10 | Bioliquid boiler (B100) | 2037 | 15 | 100000 | 100% | 100% | 100% | 100% | 100% | 100% | 100%
10 | Bioliquid boiler (B100) | 2038 | 15 | 100000 | 100% | 100% | 100% | 100% | 100% | 100% | 100%
10 | Bioliquid boiler (B100) | 2039 | 15 | 100000 | 100% | 100% | 100% | 100% | 100% | 100% | 100%
10 | Bioliquid boiler (B100) | 2040 | 15 | 100000 | 100% | 100% | 100% | 100% | 100% | 100% | 100%
10 | Bioliquid boiler (B100) | 2041 | 15 | 100000 | 100% | 100% | 100% | 100% | 100% | 100% | 100%
10 | Bioliquid boiler (B100) | 2042 | 15 | 100000 | 100% | 100% | 100% | 100% | 100% | 100% | 100%
10 | Bioliquid boiler (B100) | 2043 | 15 | 100000 | 100% | 100% | 100% | 100% | 100% | 100% | 100%
10 | Bioliquid boiler (B100) | 2044 | 15 | 100000 | 100% | 100% | 100% | 100% | 100% | 100% | 100%
10 | Bioliquid boiler (B100) | 2045 | 15 | 100000 | 100% | 100% | 100% | 100% | 100% | 100% | 100%
10 | Bioliquid boiler (B100) | 2046 | 15 | 100000 | 100% | 100% | 100% | 100% | 100% | 100% | 100%
10 | Bioliquid boiler (B100) | 2047 | 15 | 100000 | 100% | 100% | 100% | 100% | 100% | 100% | 100%
10 | Bioliquid boiler (B100) | 2048 | 15 | 100000 | 100% | 100% | 100% | 100% | 100% | 100% | 100%
10 | Bioliquid boiler (B100) | 2049 | 15 | 100000 | 100% | 100% | 100% | 100% | 100% | 100% | 100%
10 | Bioliquid boiler (B100) | 2050 | 15 | 100000 | 100% | 100% | 100% | 100% | 100% | 100% | 100%
11 | Hydrogen boiler | 2020 | 15 | 100000 | 100% | 100% | 100% | 100% | 100% | 100% | 100%
11 | Hydrogen boiler | 2021 | 15 | 100000 | 100% | 100% | 100% | 100% | 100% | 100% | 100%
11 | Hydrogen boiler | 2022 | 15 | 100000 | 100% | 100% | 100% | 100% | 100% | 100% | 100%
11 | Hydrogen boiler | 2023 | 15 | 100000 | 100% | 100% | 100% | 100% | 100% | 100% | 100%
11 | Hydrogen boiler | 2024 | 15 | 100000 | 100% | 100% | 100% | 100% | 100% | 100% | 100%
11 | Hydrogen boiler | 2025 | 15 | 100000 | 100% | 100% | 100% | 100% | 100% | 100% | 100%
11 | Hydrogen boiler | 2026 | 15 | 100000 | 100% | 100% | 100% | 100% | 100% | 100% | 100%
11 | Hydrogen boiler | 2027 | 15 | 100000 | 100% | 100% | 100% | 100% | 100% | 100% | 100%
11 | Hydrogen boiler | 2028 | 15 | 100000 | 100% | 100% | 100% | 100% | 100% | 100% | 100%
11 | Hydrogen boiler | 2029 | 15 | 100000 | 100% | 100% | 100% | 100% | 100% | 100% | 100%
11 | Hydrogen boiler | 2030 | 15 | 100000 | 100% | 100% | 100% | 100% | 100% | 100% | 100%
11 | Hydrogen boiler | 2031 | 15 | 100000 | 100% | 100% | 100% | 100% | 100% | 100% | 100%
11 | Hydrogen boiler | 2032 | 15 | 100000 | 100% | 100% | 100% | 100% | 100% | 100% | 100%
11 | Hydrogen boiler | 2033 | 15 | 100000 | 100% | 100% | 100% | 100% | 100% | 100% | 100%
11 | Hydrogen boiler | 2034 | 15 | 100000 | 100% | 100% | 100% | 100% | 100% | 100% | 100%
11 | Hydrogen boiler | 2035 | 15 | 100000 | 100% | 100% | 100% | 100% | 100% | 100% | 100%
11 | Hydrogen boiler | 2036 | 15 | 100000 | 100% | 100% | 100% | 100% | 100% | 100% | 100%
11 | Hydrogen boiler | 2037 | 15 | 100000 | 100% | 100% | 100% | 100% | 100% | 100% | 100%
11 | Hydrogen boiler | 2038 | 15 | 100000 | 100% | 100% | 100% | 100% | 100% | 100% | 100%
11 | Hydrogen boiler | 2039 | 15 | 100000 | 100% | 100% | 100% | 100% | 100% | 100% | 100%
11 | Hydrogen boiler | 2040 | 15 | 100000 | 100% | 100% | 100% | 100% | 100% | 100% | 100%
11 | Hydrogen boiler | 2041 | 15 | 100000 | 100% | 100% | 100% | 100% | 100% | 100% | 100%
11 | Hydrogen boiler | 2042 | 15 | 100000 | 100% | 100% | 100% | 100% | 100% | 100% | 100%
11 | Hydrogen boiler | 2043 | 15 | 100000 | 100% | 100% | 100% | 100% | 100% | 100% | 100%
11 | Hydrogen boiler | 2044 | 15 | 100000 | 100% | 100% | 100% | 100% | 100% | 100% | 100%
11 | Hydrogen boiler | 2045 | 15 | 100000 | 100% | 100% | 100% | 100% | 100% | 100% | 100%
11 | Hydrogen boiler | 2046 | 15 | 100000 | 100% | 100% | 100% | 100% | 100% | 100% | 100%
11 | Hydrogen boiler | 2047 | 15 | 100000 | 100% | 100% | 100% | 100% | 100% | 100% | 100%
11 | Hydrogen boiler | 2048 | 15 | 100000 | 100% | 100% | 100% | 100% | 100% | 100% | 100%
11 | Hydrogen boiler | 2049 | 15 | 100000 | 100% | 100% | 100% | 100% | 100% | 100% | 100%
11 | Hydrogen boiler | 2050 | 15 | 100000 | 100% | 100% | 100% | 100% | 100% | 100% | 100%
12 | Biomethane boiler | 2020 | 15 | 100000 | 100% | 100% | 100% | 100% | 100% | 100% | 100%
12 | Biomethane boiler | 2021 | 15 | 100000 | 100% | 100% | 100% | 100% | 100% | 100% | 100%
12 | Biomethane boiler | 2022 | 15 | 100000 | 100% | 100% | 100% | 100% | 100% | 100% | 100%
12 | Biomethane boiler | 2023 | 15 | 100000 | 100% | 100% | 100% | 100% | 100% | 100% | 100%
12 | Biomethane boiler | 2024 | 15 | 100000 | 100% | 100% | 100% | 100% | 100% | 100% | 100%
12 | Biomethane boiler | 2025 | 15 | 100000 | 100% | 100% | 100% | 100% | 100% | 100% | 100%
12 | Biomethane boiler | 2026 | 15 | 100000 | 100% | 100% | 100% | 100% | 100% | 100% | 100%
12 | Biomethane boiler | 2027 | 15 | 100000 | 100% | 100% | 100% | 100% | 100% | 100% | 100%
12 | Biomethane boiler | 2028 | 15 | 100000 | 100% | 100% | 100% | 100% | 100% | 100% | 100%
12 | Biomethane boiler | 2029 | 15 | 100000 | 100% | 100% | 100% | 100% | 100% | 100% | 100%
12 | Biomethane boiler | 2030 | 15 | 100000 | 100% | 100% | 100% | 100% | 100% | 100% | 100%
12 | Biomethane boiler | 2031 | 15 | 100000 | 100% | 100% | 100% | 100% | 100% | 100% | 100%
12 | Biomethane boiler | 2032 | 15 | 100000 | 100% | 100% | 100% | 100% | 100% | 100% | 100%
12 | Biomethane boiler | 2033 | 15 | 100000 | 100% | 100% | 100% | 100% | 100% | 100% | 100%
12 | Biomethane boiler | 2034 | 15 | 100000 | 100% | 100% | 100% | 100% | 100% | 100% | 100%
12 | Biomethane boiler | 2035 | 15 | 100000 | 100% | 100% | 100% | 100% | 100% | 100% | 100%
12 | Biomethane boiler | 2036 | 15 | 100000 | 100% | 100% | 100% | 100% | 100% | 100% | 100%
12 | Biomethane boiler | 2037 | 15 | 100000 | 100% | 100% | 100% | 100% | 100% | 100% | 100%
12 | Biomethane boiler | 2038 | 15 | 100000 | 100% | 100% | 100% | 100% | 100% | 100% | 100%
12 | Biomethane boiler | 2039 | 15 | 100000 | 100% | 100% | 100% | 100% | 100% | 100% | 100%
12 | Biomethane boiler | 2040 | 15 | 100000 | 100% | 100% | 100% | 100% | 100% | 100% | 100%
12 | Biomethane boiler | 2041 | 15 | 100000 | 100% | 100% | 100% | 100% | 100% | 100% | 100%
12 | Biomethane boiler | 2042 | 15 | 100000 | 100% | 100% | 100% | 100% | 100% | 100% | 100%
12 | Biomethane boiler | 2043 | 15 | 100000 | 100% | 100% | 100% | 100% | 100% | 100% | 100%
12 | Biomethane boiler | 2044 | 15 | 100000 | 100% | 100% | 100% | 100% | 100% | 100% | 100%
12 | Biomethane boiler | 2045 | 15 | 100000 | 100% | 100% | 100% | 100% | 100% | 100% | 100%
12 | Biomethane boiler | 2046 | 15 | 100000 | 100% | 100% | 100% | 100% | 100% | 100% | 100%
12 | Biomethane boiler | 2047 | 15 | 100000 | 100% | 100% | 100% | 100% | 100% | 100% | 100%
12 | Biomethane boiler | 2048 | 15 | 100000 | 100% | 100% | 100% | 100% | 100% | 100% | 100%
12 | Biomethane boiler | 2049 | 15 | 100000 | 100% | 100% | 100% | 100% | 100% | 100% | 100%
12 | Biomethane boiler | 2050 | 15 | 100000 | 100% | 100% | 100% | 100% | 100% | 100% | 100%
13 | Hybrid (ASHP + gas boiler) - HW storage | 2020 | 15 | 100000 | 100% | 100% | 100% | 100% | 100% | 100% | 100%
13 | Hybrid (ASHP + gas boiler) - HW storage | 2021 | 15 | 100000 | 100% | 98.63% | 100% | 100% | 100% | 100% | 100%
13 | Hybrid (ASHP + gas boiler) - HW storage | 2022 | 15 | 100000 | 100% | 97.26% | 100% | 100% | 100% | 100% | 100%
13 | Hybrid (ASHP + gas boiler) - HW storage | 2023 | 15 | 100000 | 100% | 95.89% | 100% | 100% | 100% | 100% | 100%
13 | Hybrid (ASHP + gas boiler) - HW storage | 2024 | 15 | 100000 | 100% | 94.52% | 100% | 100% | 100% | 100% | 100%
13 | Hybrid (ASHP + gas boiler) - HW storage | 2025 | 15 | 100000 | 100% | 93.15% | 100% | 100% | 100% | 100% | 100%
13 | Hybrid (ASHP + gas boiler) - HW storage | 2026 | 15 | 100000 | 100% | 91.76% | 100% | 100% | 100% | 100% | 100%
13 | Hybrid (ASHP + gas boiler) - HW storage | 2027 | 15 | 100000 | 100% | 90.37% | 100% | 100% | 100% | 100% | 100%
13 | Hybrid (ASHP + gas boiler) - HW storage | 2028 | 15 | 100000 | 100% | 88.97% | 100% | 100% | 100% | 100% | 100%
13 | Hybrid (ASHP + gas boiler) - HW storage | 2029 | 15 | 100000 | 100% | 87.58% | 100% | 100% | 100% | 100% | 100%
13 | Hybrid (ASHP + gas boiler) - HW storage | 2030 | 15 | 100000 | 100% | 86.19% | 100% | 100% | 100% | 100% | 100%
13 | Hybrid (ASHP + gas boiler) - HW storage | 2031 | 15 | 100000 | 100% | 86.19% | 100% | 100% | 100% | 100% | 100%
13 | Hybrid (ASHP + gas boiler) - HW storage | 2032 | 15 | 100000 | 100% | 86.19% | 100% | 100% | 100% | 100% | 100%
13 | Hybrid (ASHP + gas boiler) - HW storage | 2033 | 15 | 100000 | 100% | 86.19% | 100% | 100% | 100% | 100% | 100%
13 | Hybrid (ASHP + gas boiler) - HW storage | 2034 | 15 | 100000 | 100% | 86.19% | 100% | 100% | 100% | 100% | 100%
13 | Hybrid (ASHP + gas boiler) - HW storage | 2035 | 15 | 100000 | 100% | 86.19% | 100% | 100% | 100% | 100% | 100%
13 | Hybrid (ASHP + gas boiler) - HW storage | 2036 | 15 | 100000 | 100% | 86.19% | 100% | 100% | 100% | 100% | 100%
13 | Hybrid (ASHP + gas boiler) - HW storage | 2037 | 15 | 100000 | 100% | 86.19% | 100% | 100% | 100% | 100% | 100%
13 | Hybrid (ASHP + gas boiler) - HW storage | 2038 | 15 | 100000 | 100% | 86.19% | 100% | 100% | 100% | 100% | 100%
13 | Hybrid (ASHP + gas boiler) - HW storage | 2039 | 15 | 100000 | 100% | 86.19% | 100% | 100% | 100% | 100% | 100%
13 | Hybrid (ASHP + gas boiler) - HW storage | 2040 | 15 | 100000 | 100% | 86.19% | 100% | 100% | 100% | 100% | 100%
13 | Hybrid (ASHP + gas boiler) - HW storage | 2041 | 15 | 100000 | 100% | 86.19% | 100% | 100% | 100% | 100% | 100%
13 | Hybrid (ASHP + gas boiler) - HW storage | 2042 | 15 | 100000 | 100% | 86.19% | 100% | 100% | 100% | 100% | 100%
13 | Hybrid (ASHP + gas boiler) - HW storage | 2043 | 15 | 100000 | 100% | 86.19% | 100% | 100% | 100% | 100% | 100%
13 | Hybrid (ASHP + gas boiler) - HW storage | 2044 | 15 | 100000 | 100% | 86.19% | 100% | 100% | 100% | 100% | 100%
13 | Hybrid (ASHP + gas boiler) - HW storage | 2045 | 15 | 100000 | 100% | 86.19% | 100% | 100% | 100% | 100% | 100%
13 | Hybrid (ASHP + gas boiler) - HW storage | 2046 | 15 | 100000 | 100% | 86.19% | 100% | 100% | 100% | 100% | 100%
13 | Hybrid (ASHP + gas boiler) - HW storage | 2047 | 15 | 100000 | 100% | 86.19% | 100% | 100% | 100% | 100% | 100%
13 | Hybrid (ASHP + gas boiler) - HW storage | 2048 | 15 | 100000 | 100% | 86.19% | 100% | 100% | 100% | 100% | 100%
13 | Hybrid (ASHP + gas boiler) - HW storage | 2049 | 15 | 100000 | 100% | 86.19% | 100% | 100% | 100% | 100% | 100%
13 | Hybrid (ASHP + gas boiler) - HW storage | 2050 | 15 | 100000 | 100% | 86.19% | 100% | 100% | 100% | 100% | 100%
14 | Hybrid (ASHP + bioliquid boiler) - HW storage | 2020 | 15 | 100000 | 100% | 100% | 100% | 100% | 100% | 100% | 100%
14 | Hybrid (ASHP + bioliquid boiler) - HW storage | 2021 | 15 | 100000 | 100% | 98.8% | 100% | 100% | 100% | 100% | 100%
14 | Hybrid (ASHP + bioliquid boiler) - HW storage | 2022 | 15 | 100000 | 100% | 97.6% | 100% | 100% | 100% | 100% | 100%
14 | Hybrid (ASHP + bioliquid boiler) - HW storage | 2023 | 15 | 100000 | 100% | 96.4% | 100% | 100% | 100% | 100% | 100%
14 | Hybrid (ASHP + bioliquid boiler) - HW storage | 2024 | 15 | 100000 | 100% | 95.2% | 100% | 100% | 100% | 100% | 100%
14 | Hybrid (ASHP + bioliquid boiler) - HW storage | 2025 | 15 | 100000 | 100% | 94% | 100% | 100% | 100% | 100% | 100%
14 | Hybrid (ASHP + bioliquid boiler) - HW storage | 2026 | 15 | 100000 | 100% | 92.6% | 100% | 100% | 100% | 100% | 100%
14 | Hybrid (ASHP + bioliquid boiler) - HW storage | 2027 | 15 | 100000 | 100% | 91.2% | 100% | 100% | 100% | 100% | 100%
14 | Hybrid (ASHP + bioliquid boiler) - HW storage | 2028 | 15 | 100000 | 100% | 89.8% | 100% | 100% | 100% | 100% | 100%
14 | Hybrid (ASHP + bioliquid boiler) - HW storage | 2029 | 15 | 100000 | 100% | 88.4% | 100% | 100% | 100% | 100% | 100%
14 | Hybrid (ASHP + bioliquid boiler) - HW storage | 2030 | 15 | 100000 | 100% | 87% | 100% | 100% | 100% | 100% | 100%
14 | Hybrid (ASHP + bioliquid boiler) - HW storage | 2031 | 15 | 100000 | 100% | 87% | 100% | 100% | 100% | 100% | 100%
14 | Hybrid (ASHP + bioliquid boiler) - HW storage | 2032 | 15 | 100000 | 100% | 87% | 100% | 100% | 100% | 100% | 100%
14 | Hybrid (ASHP + bioliquid boiler) - HW storage | 2033 | 15 | 100000 | 100% | 87% | 100% | 100% | 100% | 100% | 100%
14 | Hybrid (ASHP + bioliquid boiler) - HW storage | 2034 | 15 | 100000 | 100% | 87% | 100% | 100% | 100% | 100% | 100%
14 | Hybrid (ASHP + bioliquid boiler) - HW storage | 2035 | 15 | 100000 | 100% | 87% | 100% | 100% | 100% | 100% | 100%
14 | Hybrid (ASHP + bioliquid boiler) - HW storage | 2036 | 15 | 100000 | 100% | 87% | 100% | 100% | 100% | 100% | 100%
14 | Hybrid (ASHP + bioliquid boiler) - HW storage | 2037 | 15 | 100000 | 100% | 87% | 100% | 100% | 100% | 100% | 100%
14 | Hybrid (ASHP + bioliquid boiler) - HW storage | 2038 | 15 | 100000 | 100% | 87% | 100% | 100% | 100% | 100% | 100%
14 | Hybrid (ASHP + bioliquid boiler) - HW storage | 2039 | 15 | 100000 | 100% | 87% | 100% | 100% | 100% | 100% | 100%
14 | Hybrid (ASHP + bioliquid boiler) - HW storage | 2040 | 15 | 100000 | 100% | 87% | 100% | 100% | 100% | 100% | 100%
14 | Hybrid (ASHP + bioliquid boiler) - HW storage | 2041 | 15 | 100000 | 100% | 87% | 100% | 100% | 100% | 100% | 100%
14 | Hybrid (ASHP + bioliquid boiler) - HW storage | 2042 | 15 | 100000 | 100% | 87% | 100% | 100% | 100% | 100% | 100%
14 | Hybrid (ASHP + bioliquid boiler) - HW storage | 2043 | 15 | 100000 | 100% | 87% | 100% | 100% | 100% | 100% | 100%
14 | Hybrid (ASHP + bioliquid boiler) - HW storage | 2044 | 15 | 100000 | 100% | 87% | 100% | 100% | 100% | 100% | 100%
14 | Hybrid (ASHP + bioliquid boiler) - HW storage | 2045 | 15 | 100000 | 100% | 87% | 100% | 100% | 100% | 100% | 100%
14 | Hybrid (ASHP + bioliquid boiler) - HW storage | 2046 | 15 | 100000 | 100% | 87% | 100% | 100% | 100% | 100% | 100%
14 | Hybrid (ASHP + bioliquid boiler) - HW storage | 2047 | 15 | 100000 | 100% | 87% | 100% | 100% | 100% | 100% | 100%
14 | Hybrid (ASHP + bioliquid boiler) - HW storage | 2048 | 15 | 100000 | 100% | 87% | 100% | 100% | 100% | 100% | 100%
14 | Hybrid (ASHP + bioliquid boiler) - HW storage | 2049 | 15 | 100000 | 100% | 87% | 100% | 100% | 100% | 100% | 100%
14 | Hybrid (ASHP + bioliquid boiler) - HW storage | 2050 | 15 | 100000 | 100% | 87% | 100% | 100% | 100% | 100% | 100%
15 | Hybrid (ASHP + hydrogen boiler) - HW storage | 2020 | 15 | 100000 | 100% | 100% | 100% | 100% | 100% | 100% | 100%
15 | Hybrid (ASHP + hydrogen boiler) - HW storage | 2021 | 15 | 100000 | 100% | 98.6% | 100% | 100% | 100% | 100% | 100%
15 | Hybrid (ASHP + hydrogen boiler) - HW storage | 2022 | 15 | 100000 | 100% | 97.2% | 100% | 100% | 100% | 100% | 100%
15 | Hybrid (ASHP + hydrogen boiler) - HW storage | 2023 | 15 | 100000 | 100% | 95.8% | 100% | 100% | 100% | 100% | 100%
15 | Hybrid (ASHP + hydrogen boiler) - HW storage | 2024 | 15 | 100000 | 100% | 94.4% | 100% | 100% | 100% | 100% | 100%
15 | Hybrid (ASHP + hydrogen boiler) - HW storage | 2025 | 15 | 100000 | 100% | 93% | 100% | 100% | 100% | 100% | 100%
15 | Hybrid (ASHP + hydrogen boiler) - HW storage | 2026 | 15 | 100000 | 100% | 91.64% | 100% | 100% | 100% | 100% | 100%
15 | Hybrid (ASHP + hydrogen boiler) - HW storage | 2027 | 15 | 100000 | 100% | 90.28% | 100% | 100% | 100% | 100% | 100%
15 | Hybrid (ASHP + hydrogen boiler) - HW storage | 2028 | 15 | 100000 | 100% | 88.91% | 100% | 100% | 100% | 100% | 100%
15 | Hybrid (ASHP + hydrogen boiler) - HW storage | 2029 | 15 | 100000 | 100% | 87.55% | 100% | 100% | 100% | 100% | 100%
15 | Hybrid (ASHP + hydrogen boiler) - HW storage | 2030 | 15 | 100000 | 100% | 86.19% | 100% | 100% | 100% | 100% | 100%
15 | Hybrid (ASHP + hydrogen boiler) - HW storage | 2031 | 15 | 100000 | 100% | 86.19% | 100% | 100% | 100% | 100% | 100%
15 | Hybrid (ASHP + hydrogen boiler) - HW storage | 2032 | 15 | 100000 | 100% | 86.19% | 100% | 100% | 100% | 100% | 100%
15 | Hybrid (ASHP + hydrogen boiler) - HW storage | 2033 | 15 | 100000 | 100% | 86.19% | 100% | 100% | 100% | 100% | 100%
15 | Hybrid (ASHP + hydrogen boiler) - HW storage | 2034 | 15 | 100000 | 100% | 86.19% | 100% | 100% | 100% | 100% | 100%
15 | Hybrid (ASHP + hydrogen boiler) - HW storage | 2035 | 15 | 100000 | 100% | 86.19% | 100% | 100% | 100% | 100% | 100%
15 | Hybrid (ASHP + hydrogen boiler) - HW storage | 2036 | 15 | 100000 | 100% | 86.19% | 100% | 100% | 100% | 100% | 100%
15 | Hybrid (ASHP + hydrogen boiler) - HW storage | 2037 | 15 | 100000 | 100% | 86.19% | 100% | 100% | 100% | 100% | 100%
15 | Hybrid (ASHP + hydrogen boiler) - HW storage | 2038 | 15 | 100000 | 100% | 86.19% | 100% | 100% | 100% | 100% | 100%
15 | Hybrid (ASHP + hydrogen boiler) - HW storage | 2039 | 15 | 100000 | 100% | 86.19% | 100% | 100% | 100% | 100% | 100%
15 | Hybrid (ASHP + hydrogen boiler) - HW storage | 2040 | 15 | 100000 | 100% | 86.19% | 100% | 100% | 100% | 100% | 100%
15 | Hybrid (ASHP + hydrogen boiler) - HW storage | 2041 | 15 | 100000 | 100% | 86.19% | 100% | 100% | 100% | 100% | 100%
15 | Hybrid (ASHP + hydrogen boiler) - HW storage | 2042 | 15 | 100000 | 100% | 86.19% | 100% | 100% | 100% | 100% | 100%
15 | Hybrid (ASHP + hydrogen boiler) - HW storage | 2043 | 15 | 100000 | 100% | 86.19% | 100% | 100% | 100% | 100% | 100%
15 | Hybrid (ASHP + hydrogen boiler) - HW storage | 2044 | 15 | 100000 | 100% | 86.19% | 100% | 100% | 100% | 100% | 100%
15 | Hybrid (ASHP + hydrogen boiler) - HW storage | 2045 | 15 | 100000 | 100% | 86.19% | 100% | 100% | 100% | 100% | 100%
15 | Hybrid (ASHP + hydrogen boiler) - HW storage | 2046 | 15 | 100000 | 100% | 86.19% | 100% | 100% | 100% | 100% | 100%
15 | Hybrid (ASHP + hydrogen boiler) - HW storage | 2047 | 15 | 100000 | 100% | 86.19% | 100% | 100% | 100% | 100% | 100%
15 | Hybrid (ASHP + hydrogen boiler) - HW storage | 2048 | 15 | 100000 | 100% | 86.19% | 100% | 100% | 100% | 100% | 100%
15 | Hybrid (ASHP + hydrogen boiler) - HW storage | 2049 | 15 | 100000 | 100% | 86.19% | 100% | 100% | 100% | 100% | 100%
15 | Hybrid (ASHP + hydrogen boiler) - HW storage | 2050 | 15 | 100000 | 100% | 86.19% | 100% | 100% | 100% | 100% | 100%
17 | ASHP + solar thermal | 2020 | 15 | 100000 | 100% | 100% | 100% | 100% | 100% | 100% | 100%
17 | ASHP + solar thermal | 2021 | 15 | 100000 | 98% | 98% | 100% | 100% | 101.4% | 100% | 100%
17 | ASHP + solar thermal | 2022 | 15 | 100000 | 96% | 96% | 100% | 100% | 102.7% | 100% | 100%
17 | ASHP + solar thermal | 2023 | 15 | 100000 | 94% | 94% | 100% | 100% | 104.1% | 100% | 100%
17 | ASHP + solar thermal | 2024 | 15 | 100000 | 92% | 92% | 100% | 100% | 105.5% | 100% | 100%
17 | ASHP + solar thermal | 2025 | 15 | 100000 | 90% | 90% | 100% | 100% | 106.9% | 100% | 100%
17 | ASHP + solar thermal | 2026 | 15 | 100000 | 88% | 88% | 100% | 100% | 108.2% | 100% | 100%
17 | ASHP + solar thermal | 2027 | 15 | 100000 | 86% | 86% | 100% | 100% | 109.6% | 100% | 100%
17 | ASHP + solar thermal | 2028 | 15 | 100000 | 84% | 84% | 100% | 100% | 111% | 100% | 100%
17 | ASHP + solar thermal | 2029 | 15 | 100000 | 82% | 82% | 100% | 100% | 112.4% | 100% | 100%
17 | ASHP + solar thermal | 2030 | 15 | 100000 | 80% | 80% | 100% | 100% | 113.7% | 100% | 100%
17 | ASHP + solar thermal | 2031 | 15 | 100000 | 79.5% | 79.5% | 100% | 100% | 113.7% | 100% | 100%
17 | ASHP + solar thermal | 2032 | 15 | 100000 | 79% | 79% | 100% | 100% | 113.7% | 100% | 100%
17 | ASHP + solar thermal | 2033 | 15 | 100000 | 78.5% | 78.5% | 100% | 100% | 113.7% | 100% | 100%
17 | ASHP + solar thermal | 2034 | 15 | 100000 | 78% | 78% | 100% | 100% | 113.7% | 100% | 100%
17 | ASHP + solar thermal | 2035 | 15 | 100000 | 77.5% | 77.5% | 100% | 100% | 113.7% | 100% | 100%
17 | ASHP + solar thermal | 2036 | 15 | 100000 | 77% | 77% | 100% | 100% | 113.7% | 100% | 100%
17 | ASHP + solar thermal | 2037 | 15 | 100000 | 76.5% | 76.5% | 100% | 100% | 113.7% | 100% | 100%
17 | ASHP + solar thermal | 2038 | 15 | 100000 | 76% | 76% | 100% | 100% | 113.7% | 100% | 100%
17 | ASHP + solar thermal | 2039 | 15 | 100000 | 75.5% | 75.5% | 100% | 100% | 113.7% | 100% | 100%
17 | ASHP + solar thermal | 2040 | 15 | 100000 | 75% | 75% | 100% | 100% | 113.7% | 100% | 100%
17 | ASHP + solar thermal | 2041 | 15 | 100000 | 74.5% | 74.5% | 100% | 100% | 113.7% | 100% | 100%
17 | ASHP + solar thermal | 2042 | 15 | 100000 | 74% | 74% | 100% | 100% | 113.7% | 100% | 100%
17 | ASHP + solar thermal | 2043 | 15 | 100000 | 73.5% | 73.5% | 100% | 100% | 113.7% | 100% | 100%
17 | ASHP + solar thermal | 2044 | 15 | 100000 | 73% | 73% | 100% | 100% | 113.7% | 100% | 100%
17 | ASHP + solar thermal | 2045 | 15 | 100000 | 72.5% | 72.5% | 100% | 100% | 113.7% | 100% | 100%
17 | ASHP + solar thermal | 2046 | 15 | 100000 | 72% | 72% | 100% | 100% | 113.7% | 100% | 100%
17 | ASHP + solar thermal | 2047 | 15 | 100000 | 71.5% | 71.5% | 100% | 100% | 113.7% | 100% | 100%
17 | ASHP + solar thermal | 2048 | 15 | 100000 | 71% | 71% | 100% | 100% | 113.7% | 100% | 100%
17 | ASHP + solar thermal | 2049 | 15 | 100000 | 70.5% | 70.5% | 100% | 100% | 113.7% | 100% | 100%
17 | ASHP + solar thermal | 2050 | 15 | 100000 | 70% | 70% | 100% | 100% | 113.7% | 100% | 100%
18 | Bioliquid boiler + solar thermal | 2020 | 15 | 100000 | 100% | 100% | 100% | 100% | 100% | 100% | 100%
18 | Bioliquid boiler + solar thermal | 2021 | 15 | 100000 | 100% | 100% | 100% | 100% | 100% | 100% | 100%
18 | Bioliquid boiler + solar thermal | 2022 | 15 | 100000 | 100% | 100% | 100% | 100% | 100% | 100% | 100%
18 | Bioliquid boiler + solar thermal | 2023 | 15 | 100000 | 100% | 100% | 100% | 100% | 100% | 100% | 100%
18 | Bioliquid boiler + solar thermal | 2024 | 15 | 100000 | 100% | 100% | 100% | 100% | 100% | 100% | 100%
18 | Bioliquid boiler + solar thermal | 2025 | 15 | 100000 | 100% | 100% | 100% | 100% | 100% | 100% | 100%
18 | Bioliquid boiler + solar thermal | 2026 | 15 | 100000 | 100% | 100% | 100% | 100% | 100% | 100% | 100%
18 | Bioliquid boiler + solar thermal | 2027 | 15 | 100000 | 100% | 100% | 100% | 100% | 100% | 100% | 100%
18 | Bioliquid boiler + solar thermal | 2028 | 15 | 100000 | 100% | 100% | 100% | 100% | 100% | 100% | 100%
18 | Bioliquid boiler + solar thermal | 2029 | 15 | 100000 | 100% | 100% | 100% | 100% | 100% | 100% | 100%
18 | Bioliquid boiler + solar thermal | 2030 | 15 | 100000 | 100% | 100% | 100% | 100% | 100% | 100% | 100%
18 | Bioliquid boiler + solar thermal | 2031 | 15 | 100000 | 100% | 100% | 100% | 100% | 100% | 100% | 100%
18 | Bioliquid boiler + solar thermal | 2032 | 15 | 100000 | 100% | 100% | 100% | 100% | 100% | 100% | 100%
18 | Bioliquid boiler + solar thermal | 2033 | 15 | 100000 | 100% | 100% | 100% | 100% | 100% | 100% | 100%
18 | Bioliquid boiler + solar thermal | 2034 | 15 | 100000 | 100% | 100% | 100% | 100% | 100% | 100% | 100%
18 | Bioliquid boiler + solar thermal | 2035 | 15 | 100000 | 100% | 100% | 100% | 100% | 100% | 100% | 100%
18 | Bioliquid boiler + solar thermal | 2036 | 15 | 100000 | 100% | 100% | 100% | 100% | 100% | 100% | 100%
18 | Bioliquid boiler + solar thermal | 2037 | 15 | 100000 | 100% | 100% | 100% | 100% | 100% | 100% | 100%
18 | Bioliquid boiler + solar thermal | 2038 | 15 | 100000 | 100% | 100% | 100% | 100% | 100% | 100% | 100%
18 | Bioliquid boiler + solar thermal | 2039 | 15 | 100000 | 100% | 100% | 100% | 100% | 100% | 100% | 100%
18 | Bioliquid boiler + solar thermal | 2040 | 15 | 100000 | 100% | 100% | 100% | 100% | 100% | 100% | 100%
18 | Bioliquid boiler + solar thermal | 2041 | 15 | 100000 | 100% | 100% | 100% | 100% | 100% | 100% | 100%
18 | Bioliquid boiler + solar thermal | 2042 | 15 | 100000 | 100% | 100% | 100% | 100% | 100% | 100% | 100%
18 | Bioliquid boiler + solar thermal | 2043 | 15 | 100000 | 100% | 100% | 100% | 100% | 100% | 100% | 100%
18 | Bioliquid boiler + solar thermal | 2044 | 15 | 100000 | 100% | 100% | 100% | 100% | 100% | 100% | 100%
18 | Bioliquid boiler + solar thermal | 2045 | 15 | 100000 | 100% | 100% | 100% | 100% | 100% | 100% | 100%
18 | Bioliquid boiler + solar thermal | 2046 | 15 | 100000 | 100% | 100% | 100% | 100% | 100% | 100% | 100%
18 | Bioliquid boiler + solar thermal | 2047 | 15 | 100000 | 100% | 100% | 100% | 100% | 100% | 100% | 100%
18 | Bioliquid boiler + solar thermal | 2048 | 15 | 100000 | 100% | 100% | 100% | 100% | 100% | 100% | 100%
18 | Bioliquid boiler + solar thermal | 2049 | 15 | 100000 | 100% | 100% | 100% | 100% | 100% | 100% | 100%
18 | Bioliquid boiler + solar thermal | 2050 | 15 | 100000 | 100% | 100% | 100% | 100% | 100% | 100% | 100%
19 | Hydrogen boiler + solar thermal | 2020 | 15 | 100000 | 100% | 100% | 100% | 100% | 100% | 100% | 100%
19 | Hydrogen boiler + solar thermal | 2021 | 15 | 100000 | 100% | 100% | 100% | 100% | 100% | 100% | 100%
19 | Hydrogen boiler + solar thermal | 2022 | 15 | 100000 | 100% | 100% | 100% | 100% | 100% | 100% | 100%
19 | Hydrogen boiler + solar thermal | 2023 | 15 | 100000 | 100% | 100% | 100% | 100% | 100% | 100% | 100%
19 | Hydrogen boiler + solar thermal | 2024 | 15 | 100000 | 100% | 100% | 100% | 100% | 100% | 100% | 100%
19 | Hydrogen boiler + solar thermal | 2025 | 15 | 100000 | 100% | 100% | 100% | 100% | 100% | 100% | 100%
19 | Hydrogen boiler + solar thermal | 2026 | 15 | 100000 | 100% | 100% | 100% | 100% | 100% | 100% | 100%
19 | Hydrogen boiler + solar thermal | 2027 | 15 | 100000 | 100% | 100% | 100% | 100% | 100% | 100% | 100%
19 | Hydrogen boiler + solar thermal | 2028 | 15 | 100000 | 100% | 100% | 100% | 100% | 100% | 100% | 100%
19 | Hydrogen boiler + solar thermal | 2029 | 15 | 100000 | 100% | 100% | 100% | 100% | 100% | 100% | 100%
19 | Hydrogen boiler + solar thermal | 2030 | 15 | 100000 | 100% | 100% | 100% | 100% | 100% | 100% | 100%
19 | Hydrogen boiler + solar thermal | 2031 | 15 | 100000 | 100% | 100% | 100% | 100% | 100% | 100% | 100%
19 | Hydrogen boiler + solar thermal | 2032 | 15 | 100000 | 100% | 100% | 100% | 100% | 100% | 100% | 100%
19 | Hydrogen boiler + solar thermal | 2033 | 15 | 100000 | 100% | 100% | 100% | 100% | 100% | 100% | 100%
19 | Hydrogen boiler + solar thermal | 2034 | 15 | 100000 | 100% | 100% | 100% | 100% | 100% | 100% | 100%
19 | Hydrogen boiler + solar thermal | 2035 | 15 | 100000 | 100% | 100% | 100% | 100% | 100% | 100% | 100%
19 | Hydrogen boiler + solar thermal | 2036 | 15 | 100000 | 100% | 100% | 100% | 100% | 100% | 100% | 100%
19 | Hydrogen boiler + solar thermal | 2037 | 15 | 100000 | 100% | 100% | 100% | 100% | 100% | 100% | 100%
19 | Hydrogen boiler + solar thermal | 2038 | 15 | 100000 | 100% | 100% | 100% | 100% | 100% | 100% | 100%
19 | Hydrogen boiler + solar thermal | 2039 | 15 | 100000 | 100% | 100% | 100% | 100% | 100% | 100% | 100%
19 | Hydrogen boiler + solar thermal | 2040 | 15 | 100000 | 100% | 100% | 100% | 100% | 100% | 100% | 100%
19 | Hydrogen boiler + solar thermal | 2041 | 15 | 100000 | 100% | 100% | 100% | 100% | 100% | 100% | 100%
19 | Hydrogen boiler + solar thermal | 2042 | 15 | 100000 | 100% | 100% | 100% | 100% | 100% | 100% | 100%
19 | Hydrogen boiler + solar thermal | 2043 | 15 | 100000 | 100% | 100% | 100% | 100% | 100% | 100% | 100%
19 | Hydrogen boiler + solar thermal | 2044 | 15 | 100000 | 100% | 100% | 100% | 100% | 100% | 100% | 100%
19 | Hydrogen boiler + solar thermal | 2045 | 15 | 100000 | 100% | 100% | 100% | 100% | 100% | 100% | 100%
19 | Hydrogen boiler + solar thermal | 2046 | 15 | 100000 | 100% | 100% | 100% | 100% | 100% | 100% | 100%
19 | Hydrogen boiler + solar thermal | 2047 | 15 | 100000 | 100% | 100% | 100% | 100% | 100% | 100% | 100%
19 | Hydrogen boiler + solar thermal | 2048 | 15 | 100000 | 100% | 100% | 100% | 100% | 100% | 100% | 100%
19 | Hydrogen boiler + solar thermal | 2049 | 15 | 100000 | 100% | 100% | 100% | 100% | 100% | 100% | 100%
19 | Hydrogen boiler + solar thermal | 2050 | 15 | 100000 | 100% | 100% | 100% | 100% | 100% | 100% | 100%
20 | ASHP + solar PV HW | 2020 | 15 | 100000 | 100% | 100% | 100% | 100% | 100% | 100% | 100%
20 | ASHP + solar PV HW | 2021 | 15 | 100000 | 98% | 98% | 100% | 100% | 101.4% | 100% | 100%
20 | ASHP + solar PV HW | 2022 | 15 | 100000 | 96% | 96% | 100% | 100% | 102.7% | 100% | 100%
20 | ASHP + solar PV HW | 2023 | 15 | 100000 | 94% | 94% | 100% | 100% | 104.1% | 100% | 100%
20 | ASHP + solar PV HW | 2024 | 15 | 100000 | 92% | 92% | 100% | 100% | 105.5% | 100% | 100%
20 | ASHP + solar PV HW | 2025 | 15 | 100000 | 90% | 90% | 100% | 100% | 106.9% | 100% | 100%
20 | ASHP + solar PV HW | 2026 | 15 | 100000 | 88% | 88% | 100% | 100% | 108.2% | 100% | 100%
20 | ASHP + solar PV HW | 2027 | 15 | 100000 | 86% | 86% | 100% | 100% | 109.6% | 100% | 100%
20 | ASHP + solar PV HW | 2028 | 15 | 100000 | 84% | 84% | 100% | 100% | 111% | 100% | 100%
20 | ASHP + solar PV HW | 2029 | 15 | 100000 | 82% | 82% | 100% | 100% | 112.4% | 100% | 100%
20 | ASHP + solar PV HW | 2030 | 15 | 100000 | 80% | 80% | 100% | 100% | 113.7% | 100% | 100%
20 | ASHP + solar PV HW | 2031 | 15 | 100000 | 79.5% | 79.5% | 100% | 100% | 113.7% | 100% | 100%
20 | ASHP + solar PV HW | 2032 | 15 | 100000 | 79% | 79% | 100% | 100% | 113.7% | 100% | 100%
20 | ASHP + solar PV HW | 2033 | 15 | 100000 | 78.5% | 78.5% | 100% | 100% | 113.7% | 100% | 100%
20 | ASHP + solar PV HW | 2034 | 15 | 100000 | 78% | 78% | 100% | 100% | 113.7% | 100% | 100%
20 | ASHP + solar PV HW | 2035 | 15 | 100000 | 77.5% | 77.5% | 100% | 100% | 113.7% | 100% | 100%
20 | ASHP + solar PV HW | 2036 | 15 | 100000 | 77% | 77% | 100% | 100% | 113.7% | 100% | 100%
20 | ASHP + solar PV HW | 2037 | 15 | 100000 | 76.5% | 76.5% | 100% | 100% | 113.7% | 100% | 100%
20 | ASHP + solar PV HW | 2038 | 15 | 100000 | 76% | 76% | 100% | 100% | 113.7% | 100% | 100%
20 | ASHP + solar PV HW | 2039 | 15 | 100000 | 75.5% | 75.5% | 100% | 100% | 113.7% | 100% | 100%
20 | ASHP + solar PV HW | 2040 | 15 | 100000 | 75% | 75% | 100% | 100% | 113.7% | 100% | 100%
20 | ASHP + solar PV HW | 2041 | 15 | 100000 | 74.5% | 74.5% | 100% | 100% | 113.7% | 100% | 100%
20 | ASHP + solar PV HW | 2042 | 15 | 100000 | 74% | 74% | 100% | 100% | 113.7% | 100% | 100%
20 | ASHP + solar PV HW | 2043 | 15 | 100000 | 73.5% | 73.5% | 100% | 100% | 113.7% | 100% | 100%
20 | ASHP + solar PV HW | 2044 | 15 | 100000 | 73% | 73% | 100% | 100% | 113.7% | 100% | 100%
20 | ASHP + solar PV HW | 2045 | 15 | 100000 | 72.5% | 72.5% | 100% | 100% | 113.7% | 100% | 100%
20 | ASHP + solar PV HW | 2046 | 15 | 100000 | 72% | 72% | 100% | 100% | 113.7% | 100% | 100%
20 | ASHP + solar PV HW | 2047 | 15 | 100000 | 71.5% | 71.5% | 100% | 100% | 113.7% | 100% | 100%
20 | ASHP + solar PV HW | 2048 | 15 | 100000 | 71% | 71% | 100% | 100% | 113.7% | 100% | 100%
20 | ASHP + solar PV HW | 2049 | 15 | 100000 | 70.5% | 70.5% | 100% | 100% | 113.7% | 100% | 100%
20 | ASHP + solar PV HW | 2050 | 15 | 100000 | 70% | 70% | 100% | 100% | 113.7% | 100% | 100%
21 | Gas boiler | 2020 | 15 | 100000 | 100% | 100% | 100% | 100% | 100% | 100% | 100%
21 | Gas boiler | 2021 | 15 | 100000 | 100% | 100% | 100% | 100% | 100% | 100% | 100%
21 | Gas boiler | 2022 | 15 | 100000 | 100% | 100% | 100% | 100% | 100% | 100% | 100%
21 | Gas boiler | 2023 | 15 | 100000 | 100% | 100% | 100% | 100% | 100% | 100% | 100%
21 | Gas boiler | 2024 | 15 | 100000 | 100% | 100% | 100% | 100% | 100% | 100% | 100%
21 | Gas boiler | 2025 | 15 | 100000 | 100% | 100% | 100% | 100% | 100% | 100% | 100%
21 | Gas boiler | 2026 | 15 | 100000 | 100% | 100% | 100% | 100% | 100% | 100% | 100%
21 | Gas boiler | 2027 | 15 | 100000 | 100% | 100% | 100% | 100% | 100% | 100% | 100%
21 | Gas boiler | 2028 | 15 | 100000 | 100% | 100% | 100% | 100% | 100% | 100% | 100%
21 | Gas boiler | 2029 | 15 | 100000 | 100% | 100% | 100% | 100% | 100% | 100% | 100%
21 | Gas boiler | 2030 | 15 | 100000 | 100% | 100% | 100% | 100% | 100% | 100% | 100%
21 | Gas boiler | 2031 | 15 | 100000 | 100% | 100% | 100% | 100% | 100% | 100% | 100%
21 | Gas boiler | 2032 | 15 | 100000 | 100% | 100% | 100% | 100% | 100% | 100% | 100%
21 | Gas boiler | 2033 | 15 | 100000 | 100% | 100% | 100% | 100% | 100% | 100% | 100%
21 | Gas boiler | 2034 | 15 | 100000 | 100% | 100% | 100% | 100% | 100% | 100% | 100%
21 | Gas boiler | 2035 | 15 | 100000 | 100% | 100% | 100% | 100% | 100% | 100% | 100%
21 | Gas boiler | 2036 | 15 | 100000 | 100% | 100% | 100% | 100% | 100% | 100% | 100%
21 | Gas boiler | 2037 | 15 | 100000 | 100% | 100% | 100% | 100% | 100% | 100% | 100%
21 | Gas boiler | 2038 | 15 | 100000 | 100% | 100% | 100% | 100% | 100% | 100% | 100%
21 | Gas boiler | 2039 | 15 | 100000 | 100% | 100% | 100% | 100% | 100% | 100% | 100%
21 | Gas boiler | 2040 | 15 | 100000 | 100% | 100% | 100% | 100% | 100% | 100% | 100%
21 | Gas boiler | 2041 | 15 | 100000 | 100% | 100% | 100% | 100% | 100% | 100% | 100%
21 | Gas boiler | 2042 | 15 | 100000 | 100% | 100% | 100% | 100% | 100% | 100% | 100%
21 | Gas boiler | 2043 | 15 | 100000 | 100% | 100% | 100% | 100% | 100% | 100% | 100%
21 | Gas boiler | 2044 | 15 | 100000 | 100% | 100% | 100% | 100% | 100% | 100% | 100%
21 | Gas boiler | 2045 | 15 | 100000 | 100% | 100% | 100% | 100% | 100% | 100% | 100%
21 | Gas boiler | 2046 | 15 | 100000 | 100% | 100% | 100% | 100% | 100% | 100% | 100%
21 | Gas boiler | 2047 | 15 | 100000 | 100% | 100% | 100% | 100% | 100% | 100% | 100%
21 | Gas boiler | 2048 | 15 | 100000 | 100% | 100% | 100% | 100% | 100% | 100% | 100%
21 | Gas boiler | 2049 | 15 | 100000 | 100% | 100% | 100% | 100% | 100% | 100% | 100%
21 | Gas boiler | 2050 | 15 | 100000 | 100% | 100% | 100% | 100% | 100% | 100% | 100%
22 | Oil boiler | 2020 | 15 | 100000 | 100% | 100% | 100% | 100% | 100% | 100% | 100%
22 | Oil boiler | 2021 | 15 | 100000 | 100% | 100% | 100% | 100% | 100% | 100% | 100%
22 | Oil boiler | 2022 | 15 | 100000 | 100% | 100% | 100% | 100% | 100% | 100% | 100%
22 | Oil boiler | 2023 | 15 | 100000 | 100% | 100% | 100% | 100% | 100% | 100% | 100%
22 | Oil boiler | 2024 | 15 | 100000 | 100% | 100% | 100% | 100% | 100% | 100% | 100%
22 | Oil boiler | 2025 | 15 | 100000 | 100% | 100% | 100% | 100% | 100% | 100% | 100%
22 | Oil boiler | 2026 | 15 | 100000 | 100% | 100% | 100% | 100% | 100% | 100% | 100%
22 | Oil boiler | 2027 | 15 | 100000 | 100% | 100% | 100% | 100% | 100% | 100% | 100%
22 | Oil boiler | 2028 | 15 | 100000 | 100% | 100% | 100% | 100% | 100% | 100% | 100%
22 | Oil boiler | 2029 | 15 | 100000 | 100% | 100% | 100% | 100% | 100% | 100% | 100%
22 | Oil boiler | 2030 | 15 | 100000 | 100% | 100% | 100% | 100% | 100% | 100% | 100%
22 | Oil boiler | 2031 | 15 | 100000 | 100% | 100% | 100% | 100% | 100% | 100% | 100%
22 | Oil boiler | 2032 | 15 | 100000 | 100% | 100% | 100% | 100% | 100% | 100% | 100%
22 | Oil boiler | 2033 | 15 | 100000 | 100% | 100% | 100% | 100% | 100% | 100% | 100%
22 | Oil boiler | 2034 | 15 | 100000 | 100% | 100% | 100% | 100% | 100% | 100% | 100%
22 | Oil boiler | 2035 | 15 | 100000 | 100% | 100% | 100% | 100% | 100% | 100% | 100%
22 | Oil boiler | 2036 | 15 | 100000 | 100% | 100% | 100% | 100% | 100% | 100% | 100%
22 | Oil boiler | 2037 | 15 | 100000 | 100% | 100% | 100% | 100% | 100% | 100% | 100%
22 | Oil boiler | 2038 | 15 | 100000 | 100% | 100% | 100% | 100% | 100% | 100% | 100%
22 | Oil boiler | 2039 | 15 | 100000 | 100% | 100% | 100% | 100% | 100% | 100% | 100%
22 | Oil boiler | 2040 | 15 | 100000 | 100% | 100% | 100% | 100% | 100% | 100% | 100%
22 | Oil boiler | 2041 | 15 | 100000 | 100% | 100% | 100% | 100% | 100% | 100% | 100%
22 | Oil boiler | 2042 | 15 | 100000 | 100% | 100% | 100% | 100% | 100% | 100% | 100%
22 | Oil boiler | 2043 | 15 | 100000 | 100% | 100% | 100% | 100% | 100% | 100% | 100%
22 | Oil boiler | 2044 | 15 | 100000 | 100% | 100% | 100% | 100% | 100% | 100% | 100%
22 | Oil boiler | 2045 | 15 | 100000 | 100% | 100% | 100% | 100% | 100% | 100% | 100%
22 | Oil boiler | 2046 | 15 | 100000 | 100% | 100% | 100% | 100% | 100% | 100% | 100%
22 | Oil boiler | 2047 | 15 | 100000 | 100% | 100% | 100% | 100% | 100% | 100% | 100%
22 | Oil boiler | 2048 | 15 | 100000 | 100% | 100% | 100% | 100% | 100% | 100% | 100%
22 | Oil boiler | 2049 | 15 | 100000 | 100% | 100% | 100% | 100% | 100% | 100% | 100%
22 | Oil boiler | 2050 | 15 | 100000 | 100% | 100% | 100% | 100% | 100% | 100% | 100%
23 | Solid boiler | 2020 | 15 | 100000 | 100% | 100% | 100% | 100% | 100% | 100% | 100%
23 | Solid boiler | 2021 | 15 | 100000 | 100% | 100% | 100% | 100% | 100% | 100% | 100%
23 | Solid boiler | 2022 | 15 | 100000 | 100% | 100% | 100% | 100% | 100% | 100% | 100%
23 | Solid boiler | 2023 | 15 | 100000 | 100% | 100% | 100% | 100% | 100% | 100% | 100%
23 | Solid boiler | 2024 | 15 | 100000 | 100% | 100% | 100% | 100% | 100% | 100% | 100%
23 | Solid boiler | 2025 | 15 | 100000 | 100% | 100% | 100% | 100% | 100% | 100% | 100%
23 | Solid boiler | 2026 | 15 | 100000 | 100% | 100% | 100% | 100% | 100% | 100% | 100%
23 | Solid boiler | 2027 | 15 | 100000 | 100% | 100% | 100% | 100% | 100% | 100% | 100%
23 | Solid boiler | 2028 | 15 | 100000 | 100% | 100% | 100% | 100% | 100% | 100% | 100%
23 | Solid boiler | 2029 | 15 | 100000 | 100% | 100% | 100% | 100% | 100% | 100% | 100%
23 | Solid boiler | 2030 | 15 | 100000 | 100% | 100% | 100% | 100% | 100% | 100% | 100%
23 | Solid boiler | 2031 | 15 | 100000 | 100% | 100% | 100% | 100% | 100% | 100% | 100%
23 | Solid boiler | 2032 | 15 | 100000 | 100% | 100% | 100% | 100% | 100% | 100% | 100%
23 | Solid boiler | 2033 | 15 | 100000 | 100% | 100% | 100% | 100% | 100% | 100% | 100%
23 | Solid boiler | 2034 | 15 | 100000 | 100% | 100% | 100% | 100% | 100% | 100% | 100%
23 | Solid boiler | 2035 | 15 | 100000 | 100% | 100% | 100% | 100% | 100% | 100% | 100%
23 | Solid boiler | 2036 | 15 | 100000 | 100% | 100% | 100% | 100% | 100% | 100% | 100%
23 | Solid boiler | 2037 | 15 | 100000 | 100% | 100% | 100% | 100% | 100% | 100% | 100%
23 | Solid boiler | 2038 | 15 | 100000 | 100% | 100% | 100% | 100% | 100% | 100% | 100%
23 | Solid boiler | 2039 | 15 | 100000 | 100% | 100% | 100% | 100% | 100% | 100% | 100%
23 | Solid boiler | 2040 | 15 | 100000 | 100% | 100% | 100% | 100% | 100% | 100% | 100%
23 | Solid boiler | 2041 | 15 | 100000 | 100% | 100% | 100% | 100% | 100% | 100% | 100%
23 | Solid boiler | 2042 | 15 | 100000 | 100% | 100% | 100% | 100% | 100% | 100% | 100%
23 | Solid boiler | 2043 | 15 | 100000 | 100% | 100% | 100% | 100% | 100% | 100% | 100%
23 | Solid boiler | 2044 | 15 | 100000 | 100% | 100% | 100% | 100% | 100% | 100% | 100%
23 | Solid boiler | 2045 | 15 | 100000 | 100% | 100% | 100% | 100% | 100% | 100% | 100%
23 | Solid boiler | 2046 | 15 | 100000 | 100% | 100% | 100% | 100% | 100% | 100% | 100%
23 | Solid boiler | 2047 | 15 | 100000 | 100% | 100% | 100% | 100% | 100% | 100% | 100%
23 | Solid boiler | 2048 | 15 | 100000 | 100% | 100% | 100% | 100% | 100% | 100% | 100%
23 | Solid boiler | 2049 | 15 | 100000 | 100% | 100% | 100% | 100% | 100% | 100% | 100%
23 | Solid boiler | 2050 | 15 | 100000 | 100% | 100% | 100% | 100% | 100% | 100% | 100%
24 | Electric heating | 2020 | 15 | 100000 | 100% | 100% | 100% | 100% | 100% | 100% | 100%
24 | Electric heating | 2021 | 15 | 100000 | 100% | 100% | 100% | 100% | 100% | 100% | 100%
24 | Electric heating | 2022 | 15 | 100000 | 100% | 100% | 100% | 100% | 100% | 100% | 100%
24 | Electric heating | 2023 | 15 | 100000 | 100% | 100% | 100% | 100% | 100% | 100% | 100%
24 | Electric heating | 2024 | 15 | 100000 | 100% | 100% | 100% | 100% | 100% | 100% | 100%
24 | Electric heating | 2025 | 15 | 100000 | 100% | 100% | 100% | 100% | 100% | 100% | 100%
24 | Electric heating | 2026 | 15 | 100000 | 100% | 100% | 100% | 100% | 100% | 100% | 100%
24 | Electric heating | 2027 | 15 | 100000 | 100% | 100% | 100% | 100% | 100% | 100% | 100%
24 | Electric heating | 2028 | 15 | 100000 | 100% | 100% | 100% | 100% | 100% | 100% | 100%
24 | Electric heating | 2029 | 15 | 100000 | 100% | 100% | 100% | 100% | 100% | 100% | 100%
24 | Electric heating | 2030 | 15 | 100000 | 100% | 100% | 100% | 100% | 100% | 100% | 100%
24 | Electric heating | 2031 | 15 | 100000 | 100% | 100% | 100% | 100% | 100% | 100% | 100%
24 | Electric heating | 2032 | 15 | 100000 | 100% | 100% | 100% | 100% | 100% | 100% | 100%
24 | Electric heating | 2033 | 15 | 100000 | 100% | 100% | 100% | 100% | 100% | 100% | 100%
24 | Electric heating | 2034 | 15 | 100000 | 100% | 100% | 100% | 100% | 100% | 100% | 100%
24 | Electric heating | 2035 | 15 | 100000 | 100% | 100% | 100% | 100% | 100% | 100% | 100%
24 | Electric heating | 2036 | 15 | 100000 | 100% | 100% | 100% | 100% | 100% | 100% | 100%
24 | Electric heating | 2037 | 15 | 100000 | 100% | 100% | 100% | 100% | 100% | 100% | 100%
24 | Electric heating | 2038 | 15 | 100000 | 100% | 100% | 100% | 100% | 100% | 100% | 100%
24 | Electric heating | 2039 | 15 | 100000 | 100% | 100% | 100% | 100% | 100% | 100% | 100%
24 | Electric heating | 2040 | 15 | 100000 | 100% | 100% | 100% | 100% | 100% | 100% | 100%
24 | Electric heating | 2041 | 15 | 100000 | 100% | 100% | 100% | 100% | 100% | 100% | 100%
24 | Electric heating | 2042 | 15 | 100000 | 100% | 100% | 100% | 100% | 100% | 100% | 100%
24 | Electric heating | 2043 | 15 | 100000 | 100% | 100% | 100% | 100% | 100% | 100% | 100%
24 | Electric heating | 2044 | 15 | 100000 | 100% | 100% | 100% | 100% | 100% | 100% | 100%
24 | Electric heating | 2045 | 15 | 100000 | 100% | 100% | 100% | 100% | 100% | 100% | 100%
24 | Electric heating | 2046 | 15 | 100000 | 100% | 100% | 100% | 100% | 100% | 100% | 100%
24 | Electric heating | 2047 | 15 | 100000 | 100% | 100% | 100% | 100% | 100% | 100% | 100%
24 | Electric heating | 2048 | 15 | 100000 | 100% | 100% | 100% | 100% | 100% | 100% | 100%
24 | Electric heating | 2049 | 15 | 100000 | 100% | 100% | 100% | 100% | 100% | 100% | 100%
24 | Electric heating | 2050 | 15 | 100000 | 100% | 100% | 100% | 100% | 100% | 100% | 100%
26 | Commercial electric heating | 2020 | 15 | 100000 | 100% | 100% | 100% | 100% | 100% | 100% | 100%
26 | Commercial electric heating | 2021 | 15 | 100000 | 100% | 100% | 100% | 100% | 100% | 100% | 100%
26 | Commercial electric heating | 2022 | 15 | 100000 | 100% | 100% | 100% | 100% | 100% | 100% | 100%
26 | Commercial electric heating | 2023 | 15 | 100000 | 100% | 100% | 100% | 100% | 100% | 100% | 100%
26 | Commercial electric heating | 2024 | 15 | 100000 | 100% | 100% | 100% | 100% | 100% | 100% | 100%
26 | Commercial electric heating | 2025 | 15 | 100000 | 100% | 100% | 100% | 100% | 100% | 100% | 100%
26 | Commercial electric heating | 2026 | 15 | 100000 | 100% | 100% | 100% | 100% | 100% | 100% | 100%
26 | Commercial electric heating | 2027 | 15 | 100000 | 100% | 100% | 100% | 100% | 100% | 100% | 100%
26 | Commercial electric heating | 2028 | 15 | 100000 | 100% | 100% | 100% | 100% | 100% | 100% | 100%
26 | Commercial electric heating | 2029 | 15 | 100000 | 100% | 100% | 100% | 100% | 100% | 100% | 100%
26 | Commercial electric heating | 2030 | 15 | 100000 | 100% | 100% | 100% | 100% | 100% | 100% | 100%
26 | Commercial electric heating | 2031 | 15 | 100000 | 100% | 100% | 100% | 100% | 100% | 100% | 100%
26 | Commercial electric heating | 2032 | 15 | 100000 | 100% | 100% | 100% | 100% | 100% | 100% | 100%
26 | Commercial electric heating | 2033 | 15 | 100000 | 100% | 100% | 100% | 100% | 100% | 100% | 100%
26 | Commercial electric heating | 2034 | 15 | 100000 | 100% | 100% | 100% | 100% | 100% | 100% | 100%
26 | Commercial electric heating | 2035 | 15 | 100000 | 100% | 100% | 100% | 100% | 100% | 100% | 100%
26 | Commercial electric heating | 2036 | 15 | 100000 | 100% | 100% | 100% | 100% | 100% | 100% | 100%
26 | Commercial electric heating | 2037 | 15 | 100000 | 100% | 100% | 100% | 100% | 100% | 100% | 100%
26 | Commercial electric heating | 2038 | 15 | 100000 | 100% | 100% | 100% | 100% | 100% | 100% | 100%
26 | Commercial electric heating | 2039 | 15 | 100000 | 100% | 100% | 100% | 100% | 100% | 100% | 100%
26 | Commercial electric heating | 2040 | 15 | 100000 | 100% | 100% | 100% | 100% | 100% | 100% | 100%
26 | Commercial electric heating | 2041 | 15 | 100000 | 100% | 100% | 100% | 100% | 100% | 100% | 100%
26 | Commercial electric heating | 2042 | 15 | 100000 | 100% | 100% | 100% | 100% | 100% | 100% | 100%
26 | Commercial electric heating | 2043 | 15 | 100000 | 100% | 100% | 100% | 100% | 100% | 100% | 100%
26 | Commercial electric heating | 2044 | 15 | 100000 | 100% | 100% | 100% | 100% | 100% | 100% | 100%
26 | Commercial electric heating | 2045 | 15 | 100000 | 100% | 100% | 100% | 100% | 100% | 100% | 100%
26 | Commercial electric heating | 2046 | 15 | 100000 | 100% | 100% | 100% | 100% | 100% | 100% | 100%
26 | Commercial electric heating | 2047 | 15 | 100000 | 100% | 100% | 100% | 100% | 100% | 100% | 100%
26 | Commercial electric heating | 2048 | 15 | 100000 | 100% | 100% | 100% | 100% | 100% | 100% | 100%
26 | Commercial electric heating | 2049 | 15 | 100000 | 100% | 100% | 100% | 100% | 100% | 100% | 100%
26 | Commercial electric heating | 2050 | 15 | 100000 | 100% | 100% | 100% | 100% | 100% | 100% | 100%
27 | Industrial Mixed Fuel Kiln + Calciner (high % biomass and waste fuel) | 2020 | 0 | 1000000 | 100% | 100% | 100% | 100% | 100% | 100% | 100%
27 | Industrial Mixed Fuel Kiln + Calciner (high % biomass and waste fuel) | 2021 | 0 | 1000000 | 100% | 100% | 100% | 100% | 100% | 100% | 100%
27 | Industrial Mixed Fuel Kiln + Calciner (high % biomass and waste fuel) | 2022 | 0 | 1000000 | 100% | 100% | 100% | 100% | 100% | 100% | 100%
27 | Industrial Mixed Fuel Kiln + Calciner (high % biomass and waste fuel) | 2023 | 0 | 1000000 | 100% | 100% | 100% | 100% | 100% | 100% | 100%
27 | Industrial Mixed Fuel Kiln + Calciner (high % biomass and waste fuel) | 2024 | 0 | 1000000 | 100% | 100% | 100% | 100% | 100% | 100% | 100%
27 | Industrial Mixed Fuel Kiln + Calciner (high % biomass and waste fuel) | 2025 | 0 | 1000000 | 100% | 100% | 100% | 100% | 100% | 100% | 100%
27 | Industrial Mixed Fuel Kiln + Calciner (high % biomass and waste fuel) | 2026 | 0 | 1000000 | 99% | 99% | 99% | 99% | 100% | 100% | 100%
27 | Industrial Mixed Fuel Kiln + Calciner (high % biomass and waste fuel) | 2027 | 0 | 1000000 | 98% | 98% | 98% | 98% | 100% | 100% | 100%
27 | Industrial Mixed Fuel Kiln + Calciner (high % biomass and waste fuel) | 2028 | 0 | 1000000 | 97% | 97% | 97% | 97% | 100% | 100% | 100%
27 | Industrial Mixed Fuel Kiln + Calciner (high % biomass and waste fuel) | 2029 | 0 | 1000000 | 96% | 96% | 96% | 96% | 100% | 100% | 100%
27 | Industrial Mixed Fuel Kiln + Calciner (high % biomass and waste fuel) | 2030 | 0 | 1000000 | 95% | 95% | 95% | 95% | 100% | 100% | 100%
27 | Industrial Mixed Fuel Kiln + Calciner (high % biomass and waste fuel) | 2031 | 0 | 1000000 | 94% | 94% | 94% | 94% | 100% | 100% | 100%
27 | Industrial Mixed Fuel Kiln + Calciner (high % biomass and waste fuel) | 2032 | 0 | 1000000 | 93% | 93% | 93% | 93% | 100% | 100% | 100%
27 | Industrial Mixed Fuel Kiln + Calciner (high % biomass and waste fuel) | 2033 | 0 | 1000000 | 92% | 92% | 92% | 92% | 100% | 100% | 100%
27 | Industrial Mixed Fuel Kiln + Calciner (high % biomass and waste fuel) | 2034 | 0 | 1000000 | 91% | 91% | 91% | 91% | 100% | 100% | 100%
27 | Industrial Mixed Fuel Kiln + Calciner (high % biomass and waste fuel) | 2035 | 0 | 1000000 | 90% | 90% | 90% | 90% | 100% | 100% | 100%
27 | Industrial Mixed Fuel Kiln + Calciner (high % biomass and waste fuel) | 2036 | 0 | 1000000 | 89% | 89% | 89% | 89% | 100% | 100% | 100%
27 | Industrial Mixed Fuel Kiln + Calciner (high % biomass and waste fuel) | 2037 | 0 | 1000000 | 88% | 88% | 88% | 88% | 100% | 100% | 100%
27 | Industrial Mixed Fuel Kiln + Calciner (high % biomass and waste fuel) | 2038 | 0 | 1000000 | 87% | 87% | 87% | 87% | 100% | 100% | 100%
27 | Industrial Mixed Fuel Kiln + Calciner (high % biomass and waste fuel) | 2039 | 0 | 1000000 | 86% | 86% | 86% | 86% | 100% | 100% | 100%
27 | Industrial Mixed Fuel Kiln + Calciner (high % biomass and waste fuel) | 2040 | 0 | 1000000 | 85% | 85% | 85% | 85% | 100% | 100% | 100%
27 | Industrial Mixed Fuel Kiln + Calciner (high % biomass and waste fuel) | 2041 | 0 | 1000000 | 84% | 84% | 84% | 84% | 100% | 100% | 100%
27 | Industrial Mixed Fuel Kiln + Calciner (high % biomass and waste fuel) | 2042 | 0 | 1000000 | 83% | 83% | 83% | 83% | 100% | 100% | 100%
27 | Industrial Mixed Fuel Kiln + Calciner (high % biomass and waste fuel) | 2043 | 0 | 1000000 | 82% | 82% | 82% | 82% | 100% | 100% | 100%
27 | Industrial Mixed Fuel Kiln + Calciner (high % biomass and waste fuel) | 2044 | 0 | 1000000 | 81% | 81% | 81% | 81% | 100% | 100% | 100%
27 | Industrial Mixed Fuel Kiln + Calciner (high % biomass and waste fuel) | 2045 | 0 | 1000000 | 80% | 80% | 80% | 80% | 100% | 100% | 100%
27 | Industrial Mixed Fuel Kiln + Calciner (high % biomass and waste fuel) | 2046 | 0 | 1000000 | 80% | 80% | 80% | 80% | 100% | 100% | 100%
27 | Industrial Mixed Fuel Kiln + Calciner (high % biomass and waste fuel) | 2047 | 0 | 1000000 | 80% | 80% | 80% | 80% | 100% | 100% | 100%
27 | Industrial Mixed Fuel Kiln + Calciner (high % biomass and waste fuel) | 2048 | 0 | 1000000 | 80% | 80% | 80% | 80% | 100% | 100% | 100%
27 | Industrial Mixed Fuel Kiln + Calciner (high % biomass and waste fuel) | 2049 | 0 | 1000000 | 80% | 80% | 80% | 80% | 100% | 100% | 100%
27 | Industrial Mixed Fuel Kiln + Calciner (high % biomass and waste fuel) | 2050 | 0 | 1000000 | 80% | 80% | 80% | 80% | 100% | 100% | 100%
28 | Industrial Hydrogen Kiln (Lime only) | 2020 | 0 | 1000000 | 100% | 100% | 100% | 100% | 100% | 100% | 100%
28 | Industrial Hydrogen Kiln (Lime only) | 2021 | 0 | 1000000 | 100% | 100% | 100% | 100% | 100% | 100% | 100%
28 | Industrial Hydrogen Kiln (Lime only) | 2022 | 0 | 1000000 | 100% | 100% | 100% | 100% | 100% | 100% | 100%
28 | Industrial Hydrogen Kiln (Lime only) | 2023 | 0 | 1000000 | 100% | 100% | 100% | 100% | 100% | 100% | 100%
28 | Industrial Hydrogen Kiln (Lime only) | 2024 | 0 | 1000000 | 100% | 100% | 100% | 100% | 100% | 100% | 100%
28 | Industrial Hydrogen Kiln (Lime only) | 2025 | 0 | 1000000 | 100% | 100% | 100% | 100% | 100% | 100% | 100%
28 | Industrial Hydrogen Kiln (Lime only) | 2026 | 0 | 1000000 | 99% | 99% | 99% | 99% | 100% | 100% | 100%
28 | Industrial Hydrogen Kiln (Lime only) | 2027 | 0 | 1000000 | 98% | 98% | 98% | 98% | 100% | 100% | 100%
28 | Industrial Hydrogen Kiln (Lime only) | 2028 | 0 | 1000000 | 97% | 97% | 97% | 97% | 100% | 100% | 100%
28 | Industrial Hydrogen Kiln (Lime only) | 2029 | 0 | 1000000 | 96% | 96% | 96% | 96% | 100% | 100% | 100%
28 | Industrial Hydrogen Kiln (Lime only) | 2030 | 0 | 1000000 | 95% | 95% | 95% | 95% | 100% | 100% | 100%
28 | Industrial Hydrogen Kiln (Lime only) | 2031 | 0 | 1000000 | 94% | 94% | 94% | 94% | 100% | 100% | 100%
28 | Industrial Hydrogen Kiln (Lime only) | 2032 | 0 | 1000000 | 93% | 93% | 93% | 93% | 100% | 100% | 100%
28 | Industrial Hydrogen Kiln (Lime only) | 2033 | 0 | 1000000 | 92% | 92% | 92% | 92% | 100% | 100% | 100%
28 | Industrial Hydrogen Kiln (Lime only) | 2034 | 0 | 1000000 | 91% | 91% | 91% | 91% | 100% | 100% | 100%
28 | Industrial Hydrogen Kiln (Lime only) | 2035 | 0 | 1000000 | 90% | 90% | 90% | 90% | 100% | 100% | 100%
28 | Industrial Hydrogen Kiln (Lime only) | 2036 | 0 | 1000000 | 89% | 89% | 89% | 89% | 100% | 100% | 100%
28 | Industrial Hydrogen Kiln (Lime only) | 2037 | 0 | 1000000 | 88% | 88% | 88% | 88% | 100% | 100% | 100%
28 | Industrial Hydrogen Kiln (Lime only) | 2038 | 0 | 1000000 | 87% | 87% | 87% | 87% | 100% | 100% | 100%
28 | Industrial Hydrogen Kiln (Lime only) | 2039 | 0 | 1000000 | 86% | 86% | 86% | 86% | 100% | 100% | 100%
28 | Industrial Hydrogen Kiln (Lime only) | 2040 | 0 | 1000000 | 85% | 85% | 85% | 85% | 100% | 100% | 100%
28 | Industrial Hydrogen Kiln (Lime only) | 2041 | 0 | 1000000 | 84% | 84% | 84% | 84% | 100% | 100% | 100%
28 | Industrial Hydrogen Kiln (Lime only) | 2042 | 0 | 1000000 | 83% | 83% | 83% | 83% | 100% | 100% | 100%
28 | Industrial Hydrogen Kiln (Lime only) | 2043 | 0 | 1000000 | 82% | 82% | 82% | 82% | 100% | 100% | 100%
28 | Industrial Hydrogen Kiln (Lime only) | 2044 | 0 | 1000000 | 81% | 81% | 81% | 81% | 100% | 100% | 100%
28 | Industrial Hydrogen Kiln (Lime only) | 2045 | 0 | 1000000 | 80% | 80% | 80% | 80% | 100% | 100% | 100%
28 | Industrial Hydrogen Kiln (Lime only) | 2046 | 0 | 1000000 | 80% | 80% | 80% | 80% | 100% | 100% | 100%
28 | Industrial Hydrogen Kiln (Lime only) | 2047 | 0 | 1000000 | 80% | 80% | 80% | 80% | 100% | 100% | 100%
28 | Industrial Hydrogen Kiln (Lime only) | 2048 | 0 | 1000000 | 80% | 80% | 80% | 80% | 100% | 100% | 100%
28 | Industrial Hydrogen Kiln (Lime only) | 2049 | 0 | 1000000 | 80% | 80% | 80% | 80% | 100% | 100% | 100%
28 | Industrial Hydrogen Kiln (Lime only) | 2050 | 0 | 1000000 | 80% | 80% | 80% | 80% | 100% | 100% | 100%
29 | Industrial Hydrogen Kiln | 2020 | 0 | 1000000 | 100% | 100% | 100% | 100% | 100% | 100% | 100%
29 | Industrial Hydrogen Kiln | 2021 | 0 | 1000000 | 100% | 100% | 100% | 100% | 100% | 100% | 100%
29 | Industrial Hydrogen Kiln | 2022 | 0 | 1000000 | 100% | 100% | 100% | 100% | 100% | 100% | 100%
29 | Industrial Hydrogen Kiln | 2023 | 0 | 1000000 | 100% | 100% | 100% | 100% | 100% | 100% | 100%
29 | Industrial Hydrogen Kiln | 2024 | 0 | 1000000 | 100% | 100% | 100% | 100% | 100% | 100% | 100%
29 | Industrial Hydrogen Kiln | 2025 | 0 | 1000000 | 100% | 100% | 100% | 100% | 100% | 100% | 100%
29 | Industrial Hydrogen Kiln | 2026 | 0 | 1000000 | 99% | 99% | 99% | 99% | 100% | 100% | 100%
29 | Industrial Hydrogen Kiln | 2027 | 0 | 1000000 | 98% | 98% | 98% | 98% | 100% | 100% | 100%
29 | Industrial Hydrogen Kiln | 2028 | 0 | 1000000 | 97% | 97% | 97% | 97% | 100% | 100% | 100%
29 | Industrial Hydrogen Kiln | 2029 | 0 | 1000000 | 96% | 96% | 96% | 96% | 100% | 100% | 100%
29 | Industrial Hydrogen Kiln | 2030 | 0 | 1000000 | 95% | 95% | 95% | 95% | 100% | 100% | 100%
29 | Industrial Hydrogen Kiln | 2031 | 0 | 1000000 | 94% | 94% | 94% | 94% | 100% | 100% | 100%
29 | Industrial Hydrogen Kiln | 2032 | 0 | 1000000 | 93% | 93% | 93% | 93% | 100% | 100% | 100%
29 | Industrial Hydrogen Kiln | 2033 | 0 | 1000000 | 92% | 92% | 92% | 92% | 100% | 100% | 100%
29 | Industrial Hydrogen Kiln | 2034 | 0 | 1000000 | 91% | 91% | 91% | 91% | 100% | 100% | 100%
29 | Industrial Hydrogen Kiln | 2035 | 0 | 1000000 | 90% | 90% | 90% | 90% | 100% | 100% | 100%
29 | Industrial Hydrogen Kiln | 2036 | 0 | 1000000 | 89% | 89% | 89% | 89% | 100% | 100% | 100%
29 | Industrial Hydrogen Kiln | 2037 | 0 | 1000000 | 88% | 88% | 88% | 88% | 100% | 100% | 100%
29 | Industrial Hydrogen Kiln | 2038 | 0 | 1000000 | 87% | 87% | 87% | 87% | 100% | 100% | 100%
29 | Industrial Hydrogen Kiln | 2039 | 0 | 1000000 | 86% | 86% | 86% | 86% | 100% | 100% | 100%
29 | Industrial Hydrogen Kiln | 2040 | 0 | 1000000 | 85% | 85% | 85% | 85% | 100% | 100% | 100%
29 | Industrial Hydrogen Kiln | 2041 | 0 | 1000000 | 84% | 84% | 84% | 84% | 100% | 100% | 100%
29 | Industrial Hydrogen Kiln | 2042 | 0 | 1000000 | 83% | 83% | 83% | 83% | 100% | 100% | 100%
29 | Industrial Hydrogen Kiln | 2043 | 0 | 1000000 | 82% | 82% | 82% | 82% | 100% | 100% | 100%
29 | Industrial Hydrogen Kiln | 2044 | 0 | 1000000 | 81% | 81% | 81% | 81% | 100% | 100% | 100%
29 | Industrial Hydrogen Kiln | 2045 | 0 | 1000000 | 80% | 80% | 80% | 80% | 100% | 100% | 100%
29 | Industrial Hydrogen Kiln | 2046 | 0 | 1000000 | 80% | 80% | 80% | 80% | 100% | 100% | 100%
29 | Industrial Hydrogen Kiln | 2047 | 0 | 1000000 | 80% | 80% | 80% | 80% | 100% | 100% | 100%
29 | Industrial Hydrogen Kiln | 2048 | 0 | 1000000 | 80% | 80% | 80% | 80% | 100% | 100% | 100%
29 | Industrial Hydrogen Kiln | 2049 | 0 | 1000000 | 80% | 80% | 80% | 80% | 100% | 100% | 100%
29 | Industrial Hydrogen Kiln | 2050 | 0 | 1000000 | 80% | 80% | 80% | 80% | 100% | 100% | 100%
30 | Industrial Electric Kiln | 2020 | 0 | 1000000 | 100% | 100% | 100% | 100% | 100% | 100% | 100%
30 | Industrial Electric Kiln | 2021 | 0 | 1000000 | 100% | 100% | 100% | 100% | 100% | 100% | 100%
30 | Industrial Electric Kiln | 2022 | 0 | 1000000 | 100% | 100% | 100% | 100% | 100% | 100% | 100%
30 | Industrial Electric Kiln | 2023 | 0 | 1000000 | 100% | 100% | 100% | 100% | 100% | 100% | 100%
30 | Industrial Electric Kiln | 2024 | 0 | 1000000 | 100% | 100% | 100% | 100% | 100% | 100% | 100%
30 | Industrial Electric Kiln | 2025 | 0 | 1000000 | 100% | 100% | 100% | 100% | 100% | 100% | 100%
30 | Industrial Electric Kiln | 2026 | 0 | 1000000 | 99% | 99% | 99% | 99% | 100% | 100% | 100%
30 | Industrial Electric Kiln | 2027 | 0 | 1000000 | 98% | 98% | 98% | 98% | 100% | 100% | 100%
30 | Industrial Electric Kiln | 2028 | 0 | 1000000 | 97% | 97% | 97% | 97% | 100% | 100% | 100%
30 | Industrial Electric Kiln | 2029 | 0 | 1000000 | 96% | 96% | 96% | 96% | 100% | 100% | 100%
30 | Industrial Electric Kiln | 2030 | 0 | 1000000 | 95% | 95% | 95% | 95% | 100% | 100% | 100%
30 | Industrial Electric Kiln | 2031 | 0 | 1000000 | 94% | 94% | 94% | 94% | 100% | 100% | 100%
30 | Industrial Electric Kiln | 2032 | 0 | 1000000 | 93% | 93% | 93% | 93% | 100% | 100% | 100%
30 | Industrial Electric Kiln | 2033 | 0 | 1000000 | 92% | 92% | 92% | 92% | 100% | 100% | 100%
30 | Industrial Electric Kiln | 2034 | 0 | 1000000 | 91% | 91% | 91% | 91% | 100% | 100% | 100%
30 | Industrial Electric Kiln | 2035 | 0 | 1000000 | 90% | 90% | 90% | 90% | 100% | 100% | 100%
30 | Industrial Electric Kiln | 2036 | 0 | 1000000 | 89% | 89% | 89% | 89% | 100% | 100% | 100%
30 | Industrial Electric Kiln | 2037 | 0 | 1000000 | 88% | 88% | 88% | 88% | 100% | 100% | 100%
30 | Industrial Electric Kiln | 2038 | 0 | 1000000 | 87% | 87% | 87% | 87% | 100% | 100% | 100%
30 | Industrial Electric Kiln | 2039 | 0 | 1000000 | 86% | 86% | 86% | 86% | 100% | 100% | 100%
30 | Industrial Electric Kiln | 2040 | 0 | 1000000 | 85% | 85% | 85% | 85% | 100% | 100% | 100%
30 | Industrial Electric Kiln | 2041 | 0 | 1000000 | 84% | 84% | 84% | 84% | 100% | 100% | 100%
30 | Industrial Electric Kiln | 2042 | 0 | 1000000 | 83% | 83% | 83% | 83% | 100% | 100% | 100%
30 | Industrial Electric Kiln | 2043 | 0 | 1000000 | 82% | 82% | 82% | 82% | 100% | 100% | 100%
30 | Industrial Electric Kiln | 2044 | 0 | 1000000 | 81% | 81% | 81% | 81% | 100% | 100% | 100%
30 | Industrial Electric Kiln | 2045 | 0 | 1000000 | 80% | 80% | 80% | 80% | 100% | 100% | 100%
30 | Industrial Electric Kiln | 2046 | 0 | 1000000 | 80% | 80% | 80% | 80% | 100% | 100% | 100%
30 | Industrial Electric Kiln | 2047 | 0 | 1000000 | 80% | 80% | 80% | 80% | 100% | 100% | 100%
30 | Industrial Electric Kiln | 2048 | 0 | 1000000 | 80% | 80% | 80% | 80% | 100% | 100% | 100%
30 | Industrial Electric Kiln | 2049 | 0 | 1000000 | 80% | 80% | 80% | 80% | 100% | 100% | 100%
30 | Industrial Electric Kiln | 2050 | 0 | 1000000 | 80% | 80% | 80% | 80% | 100% | 100% | 100%
31 | Industrial Hydrogen Boiler | 2020 | 0 | 1000000 | 100% | 100% | 100% | 100% | 100% | 100% | 100%
31 | Industrial Hydrogen Boiler | 2021 | 0 | 1000000 | 100% | 100% | 100% | 100% | 100% | 100% | 100%
31 | Industrial Hydrogen Boiler | 2022 | 0 | 1000000 | 100% | 100% | 100% | 100% | 100% | 100% | 100%
31 | Industrial Hydrogen Boiler | 2023 | 0 | 1000000 | 100% | 100% | 100% | 100% | 100% | 100% | 100%
31 | Industrial Hydrogen Boiler | 2024 | 0 | 1000000 | 100% | 100% | 100% | 100% | 100% | 100% | 100%
31 | Industrial Hydrogen Boiler | 2025 | 0 | 1000000 | 100% | 100% | 100% | 100% | 100% | 100% | 100%
31 | Industrial Hydrogen Boiler | 2026 | 0 | 1000000 | 99% | 99% | 99% | 99% | 100% | 100% | 100%
31 | Industrial Hydrogen Boiler | 2027 | 0 | 1000000 | 98% | 98% | 98% | 98% | 100% | 100% | 100%
31 | Industrial Hydrogen Boiler | 2028 | 0 | 1000000 | 97% | 97% | 97% | 97% | 100% | 100% | 100%
31 | Industrial Hydrogen Boiler | 2029 | 0 | 1000000 | 96% | 96% | 96% | 96% | 100% | 100% | 100%
31 | Industrial Hydrogen Boiler | 2030 | 0 | 1000000 | 95% | 95% | 95% | 95% | 100% | 100% | 100%
31 | Industrial Hydrogen Boiler | 2031 | 0 | 1000000 | 94% | 94% | 94% | 94% | 100% | 100% | 100%
31 | Industrial Hydrogen Boiler | 2032 | 0 | 1000000 | 93% | 93% | 93% | 93% | 100% | 100% | 100%
31 | Industrial Hydrogen Boiler | 2033 | 0 | 1000000 | 92% | 92% | 92% | 92% | 100% | 100% | 100%
31 | Industrial Hydrogen Boiler | 2034 | 0 | 1000000 | 91% | 91% | 91% | 91% | 100% | 100% | 100%
31 | Industrial Hydrogen Boiler | 2035 | 0 | 1000000 | 90% | 90% | 90% | 90% | 100% | 100% | 100%
31 | Industrial Hydrogen Boiler | 2036 | 0 | 1000000 | 89% | 89% | 89% | 89% | 100% | 100% | 100%
31 | Industrial Hydrogen Boiler | 2037 | 0 | 1000000 | 88% | 88% | 88% | 88% | 100% | 100% | 100%
31 | Industrial Hydrogen Boiler | 2038 | 0 | 1000000 | 87% | 87% | 87% | 87% | 100% | 100% | 100%
31 | Industrial Hydrogen Boiler | 2039 | 0 | 1000000 | 86% | 86% | 86% | 86% | 100% | 100% | 100%
31 | Industrial Hydrogen Boiler | 2040 | 0 | 1000000 | 85% | 85% | 85% | 85% | 100% | 100% | 100%
31 | Industrial Hydrogen Boiler | 2041 | 0 | 1000000 | 84% | 84% | 84% | 84% | 100% | 100% | 100%
31 | Industrial Hydrogen Boiler | 2042 | 0 | 1000000 | 83% | 83% | 83% | 83% | 100% | 100% | 100%
31 | Industrial Hydrogen Boiler | 2043 | 0 | 1000000 | 82% | 82% | 82% | 82% | 100% | 100% | 100%
31 | Industrial Hydrogen Boiler | 2044 | 0 | 1000000 | 81% | 81% | 81% | 81% | 100% | 100% | 100%
31 | Industrial Hydrogen Boiler | 2045 | 0 | 1000000 | 80% | 80% | 80% | 80% | 100% | 100% | 100%
31 | Industrial Hydrogen Boiler | 2046 | 0 | 1000000 | 80% | 80% | 80% | 80% | 100% | 100% | 100%
31 | Industrial Hydrogen Boiler | 2047 | 0 | 1000000 | 80% | 80% | 80% | 80% | 100% | 100% | 100%
31 | Industrial Hydrogen Boiler | 2048 | 0 | 1000000 | 80% | 80% | 80% | 80% | 100% | 100% | 100%
31 | Industrial Hydrogen Boiler | 2049 | 0 | 1000000 | 80% | 80% | 80% | 80% | 100% | 100% | 100%
31 | Industrial Hydrogen Boiler | 2050 | 0 | 1000000 | 80% | 80% | 80% | 80% | 100% | 100% | 100%
32 | Industrial Electric Boiler | 2020 | 0 | 1000000 | 100% | 100% | 100% | 100% | 100% | 100% | 100%
32 | Industrial Electric Boiler | 2021 | 0 | 1000000 | 100% | 100% | 100% | 100% | 100% | 100% | 100%
32 | Industrial Electric Boiler | 2022 | 0 | 1000000 | 100% | 100% | 100% | 100% | 100% | 100% | 100%
32 | Industrial Electric Boiler | 2023 | 0 | 1000000 | 100% | 100% | 100% | 100% | 100% | 100% | 100%
32 | Industrial Electric Boiler | 2024 | 0 | 1000000 | 100% | 100% | 100% | 100% | 100% | 100% | 100%
32 | Industrial Electric Boiler | 2025 | 0 | 1000000 | 100% | 100% | 100% | 100% | 100% | 100% | 100%
32 | Industrial Electric Boiler | 2026 | 0 | 1000000 | 99% | 99% | 99% | 99% | 100% | 100% | 100%
32 | Industrial Electric Boiler | 2027 | 0 | 1000000 | 98% | 98% | 98% | 98% | 100% | 100% | 100%
32 | Industrial Electric Boiler | 2028 | 0 | 1000000 | 97% | 97% | 97% | 97% | 100% | 100% | 100%
32 | Industrial Electric Boiler | 2029 | 0 | 1000000 | 96% | 96% | 96% | 96% | 100% | 100% | 100%
32 | Industrial Electric Boiler | 2030 | 0 | 1000000 | 95% | 95% | 95% | 95% | 100% | 100% | 100%
32 | Industrial Electric Boiler | 2031 | 0 | 1000000 | 94% | 94% | 94% | 94% | 100% | 100% | 100%
32 | Industrial Electric Boiler | 2032 | 0 | 1000000 | 93% | 93% | 93% | 93% | 100% | 100% | 100%
32 | Industrial Electric Boiler | 2033 | 0 | 1000000 | 92% | 92% | 92% | 92% | 100% | 100% | 100%
32 | Industrial Electric Boiler | 2034 | 0 | 1000000 | 91% | 91% | 91% | 91% | 100% | 100% | 100%
32 | Industrial Electric Boiler | 2035 | 0 | 1000000 | 90% | 90% | 90% | 90% | 100% | 100% | 100%
32 | Industrial Electric Boiler | 2036 | 0 | 1000000 | 89% | 89% | 89% | 89% | 100% | 100% | 100%
32 | Industrial Electric Boiler | 2037 | 0 | 1000000 | 88% | 88% | 88% | 88% | 100% | 100% | 100%
32 | Industrial Electric Boiler | 2038 | 0 | 1000000 | 87% | 87% | 87% | 87% | 100% | 100% | 100%
32 | Industrial Electric Boiler | 2039 | 0 | 1000000 | 86% | 86% | 86% | 86% | 100% | 100% | 100%
32 | Industrial Electric Boiler | 2040 | 0 | 1000000 | 85% | 85% | 85% | 85% | 100% | 100% | 100%
32 | Industrial Electric Boiler | 2041 | 0 | 1000000 | 84% | 84% | 84% | 84% | 100% | 100% | 100%
32 | Industrial Electric Boiler | 2042 | 0 | 1000000 | 83% | 83% | 83% | 83% | 100% | 100% | 100%
32 | Industrial Electric Boiler | 2043 | 0 | 1000000 | 82% | 82% | 82% | 82% | 100% | 100% | 100%
32 | Industrial Electric Boiler | 2044 | 0 | 1000000 | 81% | 81% | 81% | 81% | 100% | 100% | 100%
32 | Industrial Electric Boiler | 2045 | 0 | 1000000 | 80% | 80% | 80% | 80% | 100% | 100% | 100%
32 | Industrial Electric Boiler | 2046 | 0 | 1000000 | 80% | 80% | 80% | 80% | 100% | 100% | 100%
32 | Industrial Electric Boiler | 2047 | 0 | 1000000 | 80% | 80% | 80% | 80% | 100% | 100% | 100%
32 | Industrial Electric Boiler | 2048 | 0 | 1000000 | 80% | 80% | 80% | 80% | 100% | 100% | 100%
32 | Industrial Electric Boiler | 2049 | 0 | 1000000 | 80% | 80% | 80% | 80% | 100% | 100% | 100%
32 | Industrial Electric Boiler | 2050 | 0 | 1000000 | 80% | 80% | 80% | 80% | 100% | 100% | 100%
33 | Industrial Biomass Boiler | 2020 | 0 | 1000000 | 100% | 100% | 100% | 100% | 100% | 100% | 100%
33 | Industrial Biomass Boiler | 2021 | 0 | 1000000 | 100% | 100% | 100% | 100% | 100% | 100% | 100%
33 | Industrial Biomass Boiler | 2022 | 0 | 1000000 | 100% | 100% | 100% | 100% | 100% | 100% | 100%
33 | Industrial Biomass Boiler | 2023 | 0 | 1000000 | 100% | 100% | 100% | 100% | 100% | 100% | 100%
33 | Industrial Biomass Boiler | 2024 | 0 | 1000000 | 100% | 100% | 100% | 100% | 100% | 100% | 100%
33 | Industrial Biomass Boiler | 2025 | 0 | 1000000 | 100% | 100% | 100% | 100% | 100% | 100% | 100%
33 | Industrial Biomass Boiler | 2026 | 0 | 1000000 | 99% | 99% | 99% | 99% | 100% | 100% | 100%
33 | Industrial Biomass Boiler | 2027 | 0 | 1000000 | 98% | 98% | 98% | 98% | 100% | 100% | 100%
33 | Industrial Biomass Boiler | 2028 | 0 | 1000000 | 97% | 97% | 97% | 97% | 100% | 100% | 100%
33 | Industrial Biomass Boiler | 2029 | 0 | 1000000 | 96% | 96% | 96% | 96% | 100% | 100% | 100%
33 | Industrial Biomass Boiler | 2030 | 0 | 1000000 | 95% | 95% | 95% | 95% | 100% | 100% | 100%
33 | Industrial Biomass Boiler | 2031 | 0 | 1000000 | 94% | 94% | 94% | 94% | 100% | 100% | 100%
33 | Industrial Biomass Boiler | 2032 | 0 | 1000000 | 93% | 93% | 93% | 93% | 100% | 100% | 100%
33 | Industrial Biomass Boiler | 2033 | 0 | 1000000 | 92% | 92% | 92% | 92% | 100% | 100% | 100%
33 | Industrial Biomass Boiler | 2034 | 0 | 1000000 | 91% | 91% | 91% | 91% | 100% | 100% | 100%
33 | Industrial Biomass Boiler | 2035 | 0 | 1000000 | 90% | 90% | 90% | 90% | 100% | 100% | 100%
33 | Industrial Biomass Boiler | 2036 | 0 | 1000000 | 89% | 89% | 89% | 89% | 100% | 100% | 100%
33 | Industrial Biomass Boiler | 2037 | 0 | 1000000 | 88% | 88% | 88% | 88% | 100% | 100% | 100%
33 | Industrial Biomass Boiler | 2038 | 0 | 1000000 | 87% | 87% | 87% | 87% | 100% | 100% | 100%
33 | Industrial Biomass Boiler | 2039 | 0 | 1000000 | 86% | 86% | 86% | 86% | 100% | 100% | 100%
33 | Industrial Biomass Boiler | 2040 | 0 | 1000000 | 85% | 85% | 85% | 85% | 100% | 100% | 100%
33 | Industrial Biomass Boiler | 2041 | 0 | 1000000 | 84% | 84% | 84% | 84% | 100% | 100% | 100%
33 | Industrial Biomass Boiler | 2042 | 0 | 1000000 | 83% | 83% | 83% | 83% | 100% | 100% | 100%
33 | Industrial Biomass Boiler | 2043 | 0 | 1000000 | 82% | 82% | 82% | 82% | 100% | 100% | 100%
33 | Industrial Biomass Boiler | 2044 | 0 | 1000000 | 81% | 81% | 81% | 81% | 100% | 100% | 100%
33 | Industrial Biomass Boiler | 2045 | 0 | 1000000 | 80% | 80% | 80% | 80% | 100% | 100% | 100%
33 | Industrial Biomass Boiler | 2046 | 0 | 1000000 | 80% | 80% | 80% | 80% | 100% | 100% | 100%
33 | Industrial Biomass Boiler | 2047 | 0 | 1000000 | 80% | 80% | 80% | 80% | 100% | 100% | 100%
33 | Industrial Biomass Boiler | 2048 | 0 | 1000000 | 80% | 80% | 80% | 80% | 100% | 100% | 100%
33 | Industrial Biomass Boiler | 2049 | 0 | 1000000 | 80% | 80% | 80% | 80% | 100% | 100% | 100%
33 | Industrial Biomass Boiler | 2050 | 0 | 1000000 | 80% | 80% | 80% | 80% | 100% | 100% | 100%
34 | Industrial Heat Pump - Medium Temperature (Hot Water) | 2020 | 0 | 1000000 | 100% | 100% | 100% | 100% | 100% | 100% | 100%
34 | Industrial Heat Pump - Medium Temperature (Hot Water) | 2021 | 0 | 1000000 | 100% | 100% | 100% | 100% | 100% | 100% | 100%
34 | Industrial Heat Pump - Medium Temperature (Hot Water) | 2022 | 0 | 1000000 | 100% | 100% | 100% | 100% | 100% | 100% | 100%
34 | Industrial Heat Pump - Medium Temperature (Hot Water) | 2023 | 0 | 1000000 | 100% | 100% | 100% | 100% | 100% | 100% | 100%
34 | Industrial Heat Pump - Medium Temperature (Hot Water) | 2024 | 0 | 1000000 | 100% | 100% | 100% | 100% | 100% | 100% | 100%
34 | Industrial Heat Pump - Medium Temperature (Hot Water) | 2025 | 0 | 1000000 | 100% | 100% | 100% | 100% | 100% | 100% | 100%
34 | Industrial Heat Pump - Medium Temperature (Hot Water) | 2026 | 0 | 1000000 | 99% | 99% | 99% | 99% | 100% | 100% | 100%
34 | Industrial Heat Pump - Medium Temperature (Hot Water) | 2027 | 0 | 1000000 | 98% | 98% | 98% | 98% | 100% | 100% | 100%
34 | Industrial Heat Pump - Medium Temperature (Hot Water) | 2028 | 0 | 1000000 | 97% | 97% | 97% | 97% | 100% | 100% | 100%
34 | Industrial Heat Pump - Medium Temperature (Hot Water) | 2029 | 0 | 1000000 | 96% | 96% | 96% | 96% | 100% | 100% | 100%
34 | Industrial Heat Pump - Medium Temperature (Hot Water) | 2030 | 0 | 1000000 | 95% | 95% | 95% | 95% | 100% | 100% | 100%
34 | Industrial Heat Pump - Medium Temperature (Hot Water) | 2031 | 0 | 1000000 | 94% | 94% | 94% | 94% | 100% | 100% | 100%
34 | Industrial Heat Pump - Medium Temperature (Hot Water) | 2032 | 0 | 1000000 | 93% | 93% | 93% | 93% | 100% | 100% | 100%
34 | Industrial Heat Pump - Medium Temperature (Hot Water) | 2033 | 0 | 1000000 | 92% | 92% | 92% | 92% | 100% | 100% | 100%
34 | Industrial Heat Pump - Medium Temperature (Hot Water) | 2034 | 0 | 1000000 | 91% | 91% | 91% | 91% | 100% | 100% | 100%
34 | Industrial Heat Pump - Medium Temperature (Hot Water) | 2035 | 0 | 1000000 | 90% | 90% | 90% | 90% | 100% | 100% | 100%
34 | Industrial Heat Pump - Medium Temperature (Hot Water) | 2036 | 0 | 1000000 | 89% | 89% | 89% | 89% | 100% | 100% | 100%
34 | Industrial Heat Pump - Medium Temperature (Hot Water) | 2037 | 0 | 1000000 | 88% | 88% | 88% | 88% | 100% | 100% | 100%
34 | Industrial Heat Pump - Medium Temperature (Hot Water) | 2038 | 0 | 1000000 | 87% | 87% | 87% | 87% | 100% | 100% | 100%
34 | Industrial Heat Pump - Medium Temperature (Hot Water) | 2039 | 0 | 1000000 | 86% | 86% | 86% | 86% | 100% | 100% | 100%
34 | Industrial Heat Pump - Medium Temperature (Hot Water) | 2040 | 0 | 1000000 | 85% | 85% | 85% | 85% | 100% | 100% | 100%
34 | Industrial Heat Pump - Medium Temperature (Hot Water) | 2041 | 0 | 1000000 | 84% | 84% | 84% | 84% | 100% | 100% | 100%
34 | Industrial Heat Pump - Medium Temperature (Hot Water) | 2042 | 0 | 1000000 | 83% | 83% | 83% | 83% | 100% | 100% | 100%
34 | Industrial Heat Pump - Medium Temperature (Hot Water) | 2043 | 0 | 1000000 | 82% | 82% | 82% | 82% | 100% | 100% | 100%
34 | Industrial Heat Pump - Medium Temperature (Hot Water) | 2044 | 0 | 1000000 | 81% | 81% | 81% | 81% | 100% | 100% | 100%
34 | Industrial Heat Pump - Medium Temperature (Hot Water) | 2045 | 0 | 1000000 | 80% | 80% | 80% | 80% | 100% | 100% | 100%
34 | Industrial Heat Pump - Medium Temperature (Hot Water) | 2046 | 0 | 1000000 | 80% | 80% | 80% | 80% | 100% | 100% | 100%
34 | Industrial Heat Pump - Medium Temperature (Hot Water) | 2047 | 0 | 1000000 | 80% | 80% | 80% | 80% | 100% | 100% | 100%
34 | Industrial Heat Pump - Medium Temperature (Hot Water) | 2048 | 0 | 1000000 | 80% | 80% | 80% | 80% | 100% | 100% | 100%
34 | Industrial Heat Pump - Medium Temperature (Hot Water) | 2049 | 0 | 1000000 | 80% | 80% | 80% | 80% | 100% | 100% | 100%
34 | Industrial Heat Pump - Medium Temperature (Hot Water) | 2050 | 0 | 1000000 | 80% | 80% | 80% | 80% | 100% | 100% | 100%
35 | Industrial Heat Pump - High Temperature (Steam) | 2020 | 0 | 1000000 | 100% | 100% | 100% | 100% | 100% | 100% | 100%
35 | Industrial Heat Pump - High Temperature (Steam) | 2021 | 0 | 1000000 | 100% | 100% | 100% | 100% | 100% | 100% | 100%
35 | Industrial Heat Pump - High Temperature (Steam) | 2022 | 0 | 1000000 | 100% | 100% | 100% | 100% | 100% | 100% | 100%
35 | Industrial Heat Pump - High Temperature (Steam) | 2023 | 0 | 1000000 | 100% | 100% | 100% | 100% | 100% | 100% | 100%
35 | Industrial Heat Pump - High Temperature (Steam) | 2024 | 0 | 1000000 | 100% | 100% | 100% | 100% | 100% | 100% | 100%
35 | Industrial Heat Pump - High Temperature (Steam) | 2025 | 0 | 1000000 | 100% | 100% | 100% | 100% | 100% | 100% | 100%
35 | Industrial Heat Pump - High Temperature (Steam) | 2026 | 0 | 1000000 | 99% | 99% | 99% | 99% | 100% | 100% | 100%
35 | Industrial Heat Pump - High Temperature (Steam) | 2027 | 0 | 1000000 | 98% | 98% | 98% | 98% | 100% | 100% | 100%
35 | Industrial Heat Pump - High Temperature (Steam) | 2028 | 0 | 1000000 | 97% | 97% | 97% | 97% | 100% | 100% | 100%
35 | Industrial Heat Pump - High Temperature (Steam) | 2029 | 0 | 1000000 | 96% | 96% | 96% | 96% | 100% | 100% | 100%
35 | Industrial Heat Pump - High Temperature (Steam) | 2030 | 0 | 1000000 | 95% | 95% | 95% | 95% | 100% | 100% | 100%
35 | Industrial Heat Pump - High Temperature (Steam) | 2031 | 0 | 1000000 | 94% | 94% | 94% | 94% | 100% | 100% | 100%
35 | Industrial Heat Pump - High Temperature (Steam) | 2032 | 0 | 1000000 | 93% | 93% | 93% | 93% | 100% | 100% | 100%
35 | Industrial Heat Pump - High Temperature (Steam) | 2033 | 0 | 1000000 | 92% | 92% | 92% | 92% | 100% | 100% | 100%
35 | Industrial Heat Pump - High Temperature (Steam) | 2034 | 0 | 1000000 | 91% | 91% | 91% | 91% | 100% | 100% | 100%
35 | Industrial Heat Pump - High Temperature (Steam) | 2035 | 0 | 1000000 | 90% | 90% | 90% | 90% | 100% | 100% | 100%
35 | Industrial Heat Pump - High Temperature (Steam) | 2036 | 0 | 1000000 | 89% | 89% | 89% | 89% | 100% | 100% | 100%
35 | Industrial Heat Pump - High Temperature (Steam) | 2037 | 0 | 1000000 | 88% | 88% | 88% | 88% | 100% | 100% | 100%
35 | Industrial Heat Pump - High Temperature (Steam) | 2038 | 0 | 1000000 | 87% | 87% | 87% | 87% | 100% | 100% | 100%
35 | Industrial Heat Pump - High Temperature (Steam) | 2039 | 0 | 1000000 | 86% | 86% | 86% | 86% | 100% | 100% | 100%
35 | Industrial Heat Pump - High Temperature (Steam) | 2040 | 0 | 1000000 | 85% | 85% | 85% | 85% | 100% | 100% | 100%
35 | Industrial Heat Pump - High Temperature (Steam) | 2041 | 0 | 1000000 | 84% | 84% | 84% | 84% | 100% | 100% | 100%
35 | Industrial Heat Pump - High Temperature (Steam) | 2042 | 0 | 1000000 | 83% | 83% | 83% | 83% | 100% | 100% | 100%
35 | Industrial Heat Pump - High Temperature (Steam) | 2043 | 0 | 1000000 | 82% | 82% | 82% | 82% | 100% | 100% | 100%
35 | Industrial Heat Pump - High Temperature (Steam) | 2044 | 0 | 1000000 | 81% | 81% | 81% | 81% | 100% | 100% | 100%
35 | Industrial Heat Pump - High Temperature (Steam) | 2045 | 0 | 1000000 | 80% | 80% | 80% | 80% | 100% | 100% | 100%
35 | Industrial Heat Pump - High Temperature (Steam) | 2046 | 0 | 1000000 | 80% | 80% | 80% | 80% | 100% | 100% | 100%
35 | Industrial Heat Pump - High Temperature (Steam) | 2047 | 0 | 1000000 | 80% | 80% | 80% | 80% | 100% | 100% | 100%
35 | Industrial Heat Pump - High Temperature (Steam) | 2048 | 0 | 1000000 | 80% | 80% | 80% | 80% | 100% | 100% | 100%
35 | Industrial Heat Pump - High Temperature (Steam) | 2049 | 0 | 1000000 | 80% | 80% | 80% | 80% | 100% | 100% | 100%
35 | Industrial Heat Pump - High Temperature (Steam) | 2050 | 0 | 1000000 | 80% | 80% | 80% | 80% | 100% | 100% | 100%
36 | Industrial Hydrogen CHP | 2020 | 0 | 1000000 | 100% | 100% | 100% | 100% | 100% | 100% | 100%
36 | Industrial Hydrogen CHP | 2021 | 0 | 1000000 | 100% | 100% | 100% | 100% | 100% | 100% | 100%
36 | Industrial Hydrogen CHP | 2022 | 0 | 1000000 | 100% | 100% | 100% | 100% | 100% | 100% | 100%
36 | Industrial Hydrogen CHP | 2023 | 0 | 1000000 | 100% | 100% | 100% | 100% | 100% | 100% | 100%
36 | Industrial Hydrogen CHP | 2024 | 0 | 1000000 | 100% | 100% | 100% | 100% | 100% | 100% | 100%
36 | Industrial Hydrogen CHP | 2025 | 0 | 1000000 | 100% | 100% | 100% | 100% | 100% | 100% | 100%
36 | Industrial Hydrogen CHP | 2026 | 0 | 1000000 | 99% | 99% | 99% | 99% | 100% | 100% | 100%
36 | Industrial Hydrogen CHP | 2027 | 0 | 1000000 | 98% | 98% | 98% | 98% | 100% | 100% | 100%
36 | Industrial Hydrogen CHP | 2028 | 0 | 1000000 | 97% | 97% | 97% | 97% | 100% | 100% | 100%
36 | Industrial Hydrogen CHP | 2029 | 0 | 1000000 | 96% | 96% | 96% | 96% | 100% | 100% | 100%
36 | Industrial Hydrogen CHP | 2030 | 0 | 1000000 | 95% | 95% | 95% | 95% | 100% | 100% | 100%
36 | Industrial Hydrogen CHP | 2031 | 0 | 1000000 | 94% | 94% | 94% | 94% | 100% | 100% | 100%
36 | Industrial Hydrogen CHP | 2032 | 0 | 1000000 | 93% | 93% | 93% | 93% | 100% | 100% | 100%
36 | Industrial Hydrogen CHP | 2033 | 0 | 1000000 | 92% | 92% | 92% | 92% | 100% | 100% | 100%
36 | Industrial Hydrogen CHP | 2034 | 0 | 1000000 | 91% | 91% | 91% | 91% | 100% | 100% | 100%
36 | Industrial Hydrogen CHP | 2035 | 0 | 1000000 | 90% | 90% | 90% | 90% | 100% | 100% | 100%
36 | Industrial Hydrogen CHP | 2036 | 0 | 1000000 | 89% | 89% | 89% | 89% | 100% | 100% | 100%
36 | Industrial Hydrogen CHP | 2037 | 0 | 1000000 | 88% | 88% | 88% | 88% | 100% | 100% | 100%
36 | Industrial Hydrogen CHP | 2038 | 0 | 1000000 | 87% | 87% | 87% | 87% | 100% | 100% | 100%
36 | Industrial Hydrogen CHP | 2039 | 0 | 1000000 | 86% | 86% | 86% | 86% | 100% | 100% | 100%
36 | Industrial Hydrogen CHP | 2040 | 0 | 1000000 | 85% | 85% | 85% | 85% | 100% | 100% | 100%
36 | Industrial Hydrogen CHP | 2041 | 0 | 1000000 | 84% | 84% | 84% | 84% | 100% | 100% | 100%
36 | Industrial Hydrogen CHP | 2042 | 0 | 1000000 | 83% | 83% | 83% | 83% | 100% | 100% | 100%
36 | Industrial Hydrogen CHP | 2043 | 0 | 1000000 | 82% | 82% | 82% | 82% | 100% | 100% | 100%
36 | Industrial Hydrogen CHP | 2044 | 0 | 1000000 | 81% | 81% | 81% | 81% | 100% | 100% | 100%
36 | Industrial Hydrogen CHP | 2045 | 0 | 1000000 | 80% | 80% | 80% | 80% | 100% | 100% | 100%
36 | Industrial Hydrogen CHP | 2046 | 0 | 1000000 | 80% | 80% | 80% | 80% | 100% | 100% | 100%
36 | Industrial Hydrogen CHP | 2047 | 0 | 1000000 | 80% | 80% | 80% | 80% | 100% | 100% | 100%
36 | Industrial Hydrogen CHP | 2048 | 0 | 1000000 | 80% | 80% | 80% | 80% | 100% | 100% | 100%
36 | Industrial Hydrogen CHP | 2049 | 0 | 1000000 | 80% | 80% | 80% | 80% | 100% | 100% | 100%
36 | Industrial Hydrogen CHP | 2050 | 0 | 1000000 | 80% | 80% | 80% | 80% | 100% | 100% | 100%
37 | Industrial Biomass CHP | 2020 | 0 | 1000000 | 100% | 100% | 100% | 100% | 100% | 100% | 100%
37 | Industrial Biomass CHP | 2021 | 0 | 1000000 | 100% | 100% | 100% | 100% | 100% | 100% | 100%
37 | Industrial Biomass CHP | 2022 | 0 | 1000000 | 100% | 100% | 100% | 100% | 100% | 100% | 100%
37 | Industrial Biomass CHP | 2023 | 0 | 1000000 | 100% | 100% | 100% | 100% | 100% | 100% | 100%
37 | Industrial Biomass CHP | 2024 | 0 | 1000000 | 100% | 100% | 100% | 100% | 100% | 100% | 100%
37 | Industrial Biomass CHP | 2025 | 0 | 1000000 | 100% | 100% | 100% | 100% | 100% | 100% | 100%
37 | Industrial Biomass CHP | 2026 | 0 | 1000000 | 99% | 99% | 99% | 99% | 100% | 100% | 100%
37 | Industrial Biomass CHP | 2027 | 0 | 1000000 | 98% | 98% | 98% | 98% | 100% | 100% | 100%
37 | Industrial Biomass CHP | 2028 | 0 | 1000000 | 97% | 97% | 97% | 97% | 100% | 100% | 100%
37 | Industrial Biomass CHP | 2029 | 0 | 1000000 | 96% | 96% | 96% | 96% | 100% | 100% | 100%
37 | Industrial Biomass CHP | 2030 | 0 | 1000000 | 95% | 95% | 95% | 95% | 100% | 100% | 100%
37 | Industrial Biomass CHP | 2031 | 0 | 1000000 | 94% | 94% | 94% | 94% | 100% | 100% | 100%
37 | Industrial Biomass CHP | 2032 | 0 | 1000000 | 93% | 93% | 93% | 93% | 100% | 100% | 100%
37 | Industrial Biomass CHP | 2033 | 0 | 1000000 | 92% | 92% | 92% | 92% | 100% | 100% | 100%
37 | Industrial Biomass CHP | 2034 | 0 | 1000000 | 91% | 91% | 91% | 91% | 100% | 100% | 100%
37 | Industrial Biomass CHP | 2035 | 0 | 1000000 | 90% | 90% | 90% | 90% | 100% | 100% | 100%
37 | Industrial Biomass CHP | 2036 | 0 | 1000000 | 89% | 89% | 89% | 89% | 100% | 100% | 100%
37 | Industrial Biomass CHP | 2037 | 0 | 1000000 | 88% | 88% | 88% | 88% | 100% | 100% | 100%
37 | Industrial Biomass CHP | 2038 | 0 | 1000000 | 87% | 87% | 87% | 87% | 100% | 100% | 100%
37 | Industrial Biomass CHP | 2039 | 0 | 1000000 | 86% | 86% | 86% | 86% | 100% | 100% | 100%
37 | Industrial Biomass CHP | 2040 | 0 | 1000000 | 85% | 85% | 85% | 85% | 100% | 100% | 100%
37 | Industrial Biomass CHP | 2041 | 0 | 1000000 | 84% | 84% | 84% | 84% | 100% | 100% | 100%
37 | Industrial Biomass CHP | 2042 | 0 | 1000000 | 83% | 83% | 83% | 83% | 100% | 100% | 100%
37 | Industrial Biomass CHP | 2043 | 0 | 1000000 | 82% | 82% | 82% | 82% | 100% | 100% | 100%
37 | Industrial Biomass CHP | 2044 | 0 | 1000000 | 81% | 81% | 81% | 81% | 100% | 100% | 100%
37 | Industrial Biomass CHP | 2045 | 0 | 1000000 | 80% | 80% | 80% | 80% | 100% | 100% | 100%
37 | Industrial Biomass CHP | 2046 | 0 | 1000000 | 80% | 80% | 80% | 80% | 100% | 100% | 100%
37 | Industrial Biomass CHP | 2047 | 0 | 1000000 | 80% | 80% | 80% | 80% | 100% | 100% | 100%
37 | Industrial Biomass CHP | 2048 | 0 | 1000000 | 80% | 80% | 80% | 80% | 100% | 100% | 100%
37 | Industrial Biomass CHP | 2049 | 0 | 1000000 | 80% | 80% | 80% | 80% | 100% | 100% | 100%
37 | Industrial Biomass CHP | 2050 | 0 | 1000000 | 80% | 80% | 80% | 80% | 100% | 100% | 100%
38 | Industrial Electric Boiler + Grid Connection | 2020 | 0 | 1000000 | 100% | 100% | 100% | 100% | 100% | 100% | 100%
38 | Industrial Electric Boiler + Grid Connection | 2021 | 0 | 1000000 | 100% | 100% | 100% | 100% | 100% | 100% | 100%
38 | Industrial Electric Boiler + Grid Connection | 2022 | 0 | 1000000 | 100% | 100% | 100% | 100% | 100% | 100% | 100%
38 | Industrial Electric Boiler + Grid Connection | 2023 | 0 | 1000000 | 100% | 100% | 100% | 100% | 100% | 100% | 100%
38 | Industrial Electric Boiler + Grid Connection | 2024 | 0 | 1000000 | 100% | 100% | 100% | 100% | 100% | 100% | 100%
38 | Industrial Electric Boiler + Grid Connection | 2025 | 0 | 1000000 | 100% | 100% | 100% | 100% | 100% | 100% | 100%
38 | Industrial Electric Boiler + Grid Connection | 2026 | 0 | 1000000 | 99% | 99% | 99% | 99% | 100% | 100% | 100%
38 | Industrial Electric Boiler + Grid Connection | 2027 | 0 | 1000000 | 98% | 98% | 98% | 98% | 100% | 100% | 100%
38 | Industrial Electric Boiler + Grid Connection | 2028 | 0 | 1000000 | 97% | 97% | 97% | 97% | 100% | 100% | 100%
38 | Industrial Electric Boiler + Grid Connection | 2029 | 0 | 1000000 | 96% | 96% | 96% | 96% | 100% | 100% | 100%
38 | Industrial Electric Boiler + Grid Connection | 2030 | 0 | 1000000 | 95% | 95% | 95% | 95% | 100% | 100% | 100%
38 | Industrial Electric Boiler + Grid Connection | 2031 | 0 | 1000000 | 94% | 94% | 94% | 94% | 100% | 100% | 100%
38 | Industrial Electric Boiler + Grid Connection | 2032 | 0 | 1000000 | 93% | 93% | 93% | 93% | 100% | 100% | 100%
38 | Industrial Electric Boiler + Grid Connection | 2033 | 0 | 1000000 | 92% | 92% | 92% | 92% | 100% | 100% | 100%
38 | Industrial Electric Boiler + Grid Connection | 2034 | 0 | 1000000 | 91% | 91% | 91% | 91% | 100% | 100% | 100%
38 | Industrial Electric Boiler + Grid Connection | 2035 | 0 | 1000000 | 90% | 90% | 90% | 90% | 100% | 100% | 100%
38 | Industrial Electric Boiler + Grid Connection | 2036 | 0 | 1000000 | 89% | 89% | 89% | 89% | 100% | 100% | 100%
38 | Industrial Electric Boiler + Grid Connection | 2037 | 0 | 1000000 | 88% | 88% | 88% | 88% | 100% | 100% | 100%
38 | Industrial Electric Boiler + Grid Connection | 2038 | 0 | 1000000 | 87% | 87% | 87% | 87% | 100% | 100% | 100%
38 | Industrial Electric Boiler + Grid Connection | 2039 | 0 | 1000000 | 86% | 86% | 86% | 86% | 100% | 100% | 100%
38 | Industrial Electric Boiler + Grid Connection | 2040 | 0 | 1000000 | 85% | 85% | 85% | 85% | 100% | 100% | 100%
38 | Industrial Electric Boiler + Grid Connection | 2041 | 0 | 1000000 | 84% | 84% | 84% | 84% | 100% | 100% | 100%
38 | Industrial Electric Boiler + Grid Connection | 2042 | 0 | 1000000 | 83% | 83% | 83% | 83% | 100% | 100% | 100%
38 | Industrial Electric Boiler + Grid Connection | 2043 | 0 | 1000000 | 82% | 82% | 82% | 82% | 100% | 100% | 100%
38 | Industrial Electric Boiler + Grid Connection | 2044 | 0 | 1000000 | 81% | 81% | 81% | 81% | 100% | 100% | 100%
38 | Industrial Electric Boiler + Grid Connection | 2045 | 0 | 1000000 | 80% | 80% | 80% | 80% | 100% | 100% | 100%
38 | Industrial Electric Boiler + Grid Connection | 2046 | 0 | 1000000 | 80% | 80% | 80% | 80% | 100% | 100% | 100%
38 | Industrial Electric Boiler + Grid Connection | 2047 | 0 | 1000000 | 80% | 80% | 80% | 80% | 100% | 100% | 100%
38 | Industrial Electric Boiler + Grid Connection | 2048 | 0 | 1000000 | 80% | 80% | 80% | 80% | 100% | 100% | 100%
38 | Industrial Electric Boiler + Grid Connection | 2049 | 0 | 1000000 | 80% | 80% | 80% | 80% | 100% | 100% | 100%
38 | Industrial Electric Boiler + Grid Connection | 2050 | 0 | 1000000 | 80% | 80% | 80% | 80% | 100% | 100% | 100%
39 | Industrial Hydrogen Oven | 2020 | 0 | 1000000 | 100% | 100% | 100% | 100% | 100% | 100% | 100%
39 | Industrial Hydrogen Oven | 2021 | 0 | 1000000 | 100% | 100% | 100% | 100% | 100% | 100% | 100%
39 | Industrial Hydrogen Oven | 2022 | 0 | 1000000 | 100% | 100% | 100% | 100% | 100% | 100% | 100%
39 | Industrial Hydrogen Oven | 2023 | 0 | 1000000 | 100% | 100% | 100% | 100% | 100% | 100% | 100%
39 | Industrial Hydrogen Oven | 2024 | 0 | 1000000 | 100% | 100% | 100% | 100% | 100% | 100% | 100%
39 | Industrial Hydrogen Oven | 2025 | 0 | 1000000 | 100% | 100% | 100% | 100% | 100% | 100% | 100%
39 | Industrial Hydrogen Oven | 2026 | 0 | 1000000 | 99% | 99% | 99% | 99% | 100% | 100% | 100%
39 | Industrial Hydrogen Oven | 2027 | 0 | 1000000 | 98% | 98% | 98% | 98% | 100% | 100% | 100%
39 | Industrial Hydrogen Oven | 2028 | 0 | 1000000 | 97% | 97% | 97% | 97% | 100% | 100% | 100%
39 | Industrial Hydrogen Oven | 2029 | 0 | 1000000 | 96% | 96% | 96% | 96% | 100% | 100% | 100%
39 | Industrial Hydrogen Oven | 2030 | 0 | 1000000 | 95% | 95% | 95% | 95% | 100% | 100% | 100%
39 | Industrial Hydrogen Oven | 2031 | 0 | 1000000 | 94% | 94% | 94% | 94% | 100% | 100% | 100%
39 | Industrial Hydrogen Oven | 2032 | 0 | 1000000 | 93% | 93% | 93% | 93% | 100% | 100% | 100%
39 | Industrial Hydrogen Oven | 2033 | 0 | 1000000 | 92% | 92% | 92% | 92% | 100% | 100% | 100%
39 | Industrial Hydrogen Oven | 2034 | 0 | 1000000 | 91% | 91% | 91% | 91% | 100% | 100% | 100%
39 | Industrial Hydrogen Oven | 2035 | 0 | 1000000 | 90% | 90% | 90% | 90% | 100% | 100% | 100%
39 | Industrial Hydrogen Oven | 2036 | 0 | 1000000 | 89% | 89% | 89% | 89% | 100% | 100% | 100%
39 | Industrial Hydrogen Oven | 2037 | 0 | 1000000 | 88% | 88% | 88% | 88% | 100% | 100% | 100%
39 | Industrial Hydrogen Oven | 2038 | 0 | 1000000 | 87% | 87% | 87% | 87% | 100% | 100% | 100%
39 | Industrial Hydrogen Oven | 2039 | 0 | 1000000 | 86% | 86% | 86% | 86% | 100% | 100% | 100%
39 | Industrial Hydrogen Oven | 2040 | 0 | 1000000 | 85% | 85% | 85% | 85% | 100% | 100% | 100%
39 | Industrial Hydrogen Oven | 2041 | 0 | 1000000 | 84% | 84% | 84% | 84% | 100% | 100% | 100%
39 | Industrial Hydrogen Oven | 2042 | 0 | 1000000 | 83% | 83% | 83% | 83% | 100% | 100% | 100%
39 | Industrial Hydrogen Oven | 2043 | 0 | 1000000 | 82% | 82% | 82% | 82% | 100% | 100% | 100%
39 | Industrial Hydrogen Oven | 2044 | 0 | 1000000 | 81% | 81% | 81% | 81% | 100% | 100% | 100%
39 | Industrial Hydrogen Oven | 2045 | 0 | 1000000 | 80% | 80% | 80% | 80% | 100% | 100% | 100%
39 | Industrial Hydrogen Oven | 2046 | 0 | 1000000 | 80% | 80% | 80% | 80% | 100% | 100% | 100%
39 | Industrial Hydrogen Oven | 2047 | 0 | 1000000 | 80% | 80% | 80% | 80% | 100% | 100% | 100%
39 | Industrial Hydrogen Oven | 2048 | 0 | 1000000 | 80% | 80% | 80% | 80% | 100% | 100% | 100%
39 | Industrial Hydrogen Oven | 2049 | 0 | 1000000 | 80% | 80% | 80% | 80% | 100% | 100% | 100%
39 | Industrial Hydrogen Oven | 2050 | 0 | 1000000 | 80% | 80% | 80% | 80% | 100% | 100% | 100%
40 | Industrial Electric Oven | 2020 | 0 | 1000000 | 100% | 100% | 100% | 100% | 100% | 100% | 100%
40 | Industrial Electric Oven | 2021 | 0 | 1000000 | 100% | 100% | 100% | 100% | 100% | 100% | 100%
40 | Industrial Electric Oven | 2022 | 0 | 1000000 | 100% | 100% | 100% | 100% | 100% | 100% | 100%
40 | Industrial Electric Oven | 2023 | 0 | 1000000 | 100% | 100% | 100% | 100% | 100% | 100% | 100%
40 | Industrial Electric Oven | 2024 | 0 | 1000000 | 100% | 100% | 100% | 100% | 100% | 100% | 100%
40 | Industrial Electric Oven | 2025 | 0 | 1000000 | 100% | 100% | 100% | 100% | 100% | 100% | 100%
40 | Industrial Electric Oven | 2026 | 0 | 1000000 | 99% | 99% | 99% | 99% | 100% | 100% | 100%
40 | Industrial Electric Oven | 2027 | 0 | 1000000 | 98% | 98% | 98% | 98% | 100% | 100% | 100%
40 | Industrial Electric Oven | 2028 | 0 | 1000000 | 97% | 97% | 97% | 97% | 100% | 100% | 100%
40 | Industrial Electric Oven | 2029 | 0 | 1000000 | 96% | 96% | 96% | 96% | 100% | 100% | 100%
40 | Industrial Electric Oven | 2030 | 0 | 1000000 | 95% | 95% | 95% | 95% | 100% | 100% | 100%
40 | Industrial Electric Oven | 2031 | 0 | 1000000 | 94% | 94% | 94% | 94% | 100% | 100% | 100%
40 | Industrial Electric Oven | 2032 | 0 | 1000000 | 93% | 93% | 93% | 93% | 100% | 100% | 100%
40 | Industrial Electric Oven | 2033 | 0 | 1000000 | 92% | 92% | 92% | 92% | 100% | 100% | 100%
40 | Industrial Electric Oven | 2034 | 0 | 1000000 | 91% | 91% | 91% | 91% | 100% | 100% | 100%
40 | Industrial Electric Oven | 2035 | 0 | 1000000 | 90% | 90% | 90% | 90% | 100% | 100% | 100%
40 | Industrial Electric Oven | 2036 | 0 | 1000000 | 89% | 89% | 89% | 89% | 100% | 100% | 100%
40 | Industrial Electric Oven | 2037 | 0 | 1000000 | 88% | 88% | 88% | 88% | 100% | 100% | 100%
40 | Industrial Electric Oven | 2038 | 0 | 1000000 | 87% | 87% | 87% | 87% | 100% | 100% | 100%
40 | Industrial Electric Oven | 2039 | 0 | 1000000 | 86% | 86% | 86% | 86% | 100% | 100% | 100%
40 | Industrial Electric Oven | 2040 | 0 | 1000000 | 85% | 85% | 85% | 85% | 100% | 100% | 100%
40 | Industrial Electric Oven | 2041 | 0 | 1000000 | 84% | 84% | 84% | 84% | 100% | 100% | 100%
40 | Industrial Electric Oven | 2042 | 0 | 1000000 | 83% | 83% | 83% | 83% | 100% | 100% | 100%
40 | Industrial Electric Oven | 2043 | 0 | 1000000 | 82% | 82% | 82% | 82% | 100% | 100% | 100%
40 | Industrial Electric Oven | 2044 | 0 | 1000000 | 81% | 81% | 81% | 81% | 100% | 100% | 100%
40 | Industrial Electric Oven | 2045 | 0 | 1000000 | 80% | 80% | 80% | 80% | 100% | 100% | 100%
40 | Industrial Electric Oven | 2046 | 0 | 1000000 | 80% | 80% | 80% | 80% | 100% | 100% | 100%
40 | Industrial Electric Oven | 2047 | 0 | 1000000 | 80% | 80% | 80% | 80% | 100% | 100% | 100%
40 | Industrial Electric Oven | 2048 | 0 | 1000000 | 80% | 80% | 80% | 80% | 100% | 100% | 100%
40 | Industrial Electric Oven | 2049 | 0 | 1000000 | 80% | 80% | 80% | 80% | 100% | 100% | 100%
40 | Industrial Electric Oven | 2050 | 0 | 1000000 | 80% | 80% | 80% | 80% | 100% | 100% | 100%
41 | Industrial Hydrogen Furnace | 2020 | 0 | 1000000 | 100% | 100% | 100% | 100% | 100% | 100% | 100%
41 | Industrial Hydrogen Furnace | 2021 | 0 | 1000000 | 100% | 100% | 100% | 100% | 100% | 100% | 100%
41 | Industrial Hydrogen Furnace | 2022 | 0 | 1000000 | 100% | 100% | 100% | 100% | 100% | 100% | 100%
41 | Industrial Hydrogen Furnace | 2023 | 0 | 1000000 | 100% | 100% | 100% | 100% | 100% | 100% | 100%
41 | Industrial Hydrogen Furnace | 2024 | 0 | 1000000 | 100% | 100% | 100% | 100% | 100% | 100% | 100%
41 | Industrial Hydrogen Furnace | 2025 | 0 | 1000000 | 100% | 100% | 100% | 100% | 100% | 100% | 100%
41 | Industrial Hydrogen Furnace | 2026 | 0 | 1000000 | 99% | 99% | 99% | 99% | 100% | 100% | 100%
41 | Industrial Hydrogen Furnace | 2027 | 0 | 1000000 | 98% | 98% | 98% | 98% | 100% | 100% | 100%
41 | Industrial Hydrogen Furnace | 2028 | 0 | 1000000 | 97% | 97% | 97% | 97% | 100% | 100% | 100%
41 | Industrial Hydrogen Furnace | 2029 | 0 | 1000000 | 96% | 96% | 96% | 96% | 100% | 100% | 100%
41 | Industrial Hydrogen Furnace | 2030 | 0 | 1000000 | 95% | 95% | 95% | 95% | 100% | 100% | 100%
41 | Industrial Hydrogen Furnace | 2031 | 0 | 1000000 | 94% | 94% | 94% | 94% | 100% | 100% | 100%
41 | Industrial Hydrogen Furnace | 2032 | 0 | 1000000 | 93% | 93% | 93% | 93% | 100% | 100% | 100%
41 | Industrial Hydrogen Furnace | 2033 | 0 | 1000000 | 92% | 92% | 92% | 92% | 100% | 100% | 100%
41 | Industrial Hydrogen Furnace | 2034 | 0 | 1000000 | 91% | 91% | 91% | 91% | 100% | 100% | 100%
41 | Industrial Hydrogen Furnace | 2035 | 0 | 1000000 | 90% | 90% | 90% | 90% | 100% | 100% | 100%
41 | Industrial Hydrogen Furnace | 2036 | 0 | 1000000 | 89% | 89% | 89% | 89% | 100% | 100% | 100%
41 | Industrial Hydrogen Furnace | 2037 | 0 | 1000000 | 88% | 88% | 88% | 88% | 100% | 100% | 100%
41 | Industrial Hydrogen Furnace | 2038 | 0 | 1000000 | 87% | 87% | 87% | 87% | 100% | 100% | 100%
41 | Industrial Hydrogen Furnace | 2039 | 0 | 1000000 | 86% | 86% | 86% | 86% | 100% | 100% | 100%
41 | Industrial Hydrogen Furnace | 2040 | 0 | 1000000 | 85% | 85% | 85% | 85% | 100% | 100% | 100%
41 | Industrial Hydrogen Furnace | 2041 | 0 | 1000000 | 84% | 84% | 84% | 84% | 100% | 100% | 100%
41 | Industrial Hydrogen Furnace | 2042 | 0 | 1000000 | 83% | 83% | 83% | 83% | 100% | 100% | 100%
41 | Industrial Hydrogen Furnace | 2043 | 0 | 1000000 | 82% | 82% | 82% | 82% | 100% | 100% | 100%
41 | Industrial Hydrogen Furnace | 2044 | 0 | 1000000 | 81% | 81% | 81% | 81% | 100% | 100% | 100%
41 | Industrial Hydrogen Furnace | 2045 | 0 | 1000000 | 80% | 80% | 80% | 80% | 100% | 100% | 100%
41 | Industrial Hydrogen Furnace | 2046 | 0 | 1000000 | 80% | 80% | 80% | 80% | 100% | 100% | 100%
41 | Industrial Hydrogen Furnace | 2047 | 0 | 1000000 | 80% | 80% | 80% | 80% | 100% | 100% | 100%
41 | Industrial Hydrogen Furnace | 2048 | 0 | 1000000 | 80% | 80% | 80% | 80% | 100% | 100% | 100%
41 | Industrial Hydrogen Furnace | 2049 | 0 | 1000000 | 80% | 80% | 80% | 80% | 100% | 100% | 100%
41 | Industrial Hydrogen Furnace | 2050 | 0 | 1000000 | 80% | 80% | 80% | 80% | 100% | 100% | 100%
42 | Industrial Electric Furnace | 2020 | 0 | 1000000 | 100% | 100% | 100% | 100% | 100% | 100% | 100%
42 | Industrial Electric Furnace | 2021 | 0 | 1000000 | 100% | 100% | 100% | 100% | 100% | 100% | 100%
42 | Industrial Electric Furnace | 2022 | 0 | 1000000 | 100% | 100% | 100% | 100% | 100% | 100% | 100%
42 | Industrial Electric Furnace | 2023 | 0 | 1000000 | 100% | 100% | 100% | 100% | 100% | 100% | 100%
42 | Industrial Electric Furnace | 2024 | 0 | 1000000 | 100% | 100% | 100% | 100% | 100% | 100% | 100%
42 | Industrial Electric Furnace | 2025 | 0 | 1000000 | 100% | 100% | 100% | 100% | 100% | 100% | 100%
42 | Industrial Electric Furnace | 2026 | 0 | 1000000 | 99% | 99% | 99% | 99% | 100% | 100% | 100%
42 | Industrial Electric Furnace | 2027 | 0 | 1000000 | 98% | 98% | 98% | 98% | 100% | 100% | 100%
42 | Industrial Electric Furnace | 2028 | 0 | 1000000 | 97% | 97% | 97% | 97% | 100% | 100% | 100%
42 | Industrial Electric Furnace | 2029 | 0 | 1000000 | 96% | 96% | 96% | 96% | 100% | 100% | 100%
42 | Industrial Electric Furnace | 2030 | 0 | 1000000 | 95% | 95% | 95% | 95% | 100% | 100% | 100%
42 | Industrial Electric Furnace | 2031 | 0 | 1000000 | 94% | 94% | 94% | 94% | 100% | 100% | 100%
42 | Industrial Electric Furnace | 2032 | 0 | 1000000 | 93% | 93% | 93% | 93% | 100% | 100% | 100%
42 | Industrial Electric Furnace | 2033 | 0 | 1000000 | 92% | 92% | 92% | 92% | 100% | 100% | 100%
42 | Industrial Electric Furnace | 2034 | 0 | 1000000 | 91% | 91% | 91% | 91% | 100% | 100% | 100%
42 | Industrial Electric Furnace | 2035 | 0 | 1000000 | 90% | 90% | 90% | 90% | 100% | 100% | 100%
42 | Industrial Electric Furnace | 2036 | 0 | 1000000 | 89% | 89% | 89% | 89% | 100% | 100% | 100%
42 | Industrial Electric Furnace | 2037 | 0 | 1000000 | 88% | 88% | 88% | 88% | 100% | 100% | 100%
42 | Industrial Electric Furnace | 2038 | 0 | 1000000 | 87% | 87% | 87% | 87% | 100% | 100% | 100%
42 | Industrial Electric Furnace | 2039 | 0 | 1000000 | 86% | 86% | 86% | 86% | 100% | 100% | 100%
42 | Industrial Electric Furnace | 2040 | 0 | 1000000 | 85% | 85% | 85% | 85% | 100% | 100% | 100%
42 | Industrial Electric Furnace | 2041 | 0 | 1000000 | 84% | 84% | 84% | 84% | 100% | 100% | 100%
42 | Industrial Electric Furnace | 2042 | 0 | 1000000 | 83% | 83% | 83% | 83% | 100% | 100% | 100%
42 | Industrial Electric Furnace | 2043 | 0 | 1000000 | 82% | 82% | 82% | 82% | 100% | 100% | 100%
42 | Industrial Electric Furnace | 2044 | 0 | 1000000 | 81% | 81% | 81% | 81% | 100% | 100% | 100%
42 | Industrial Electric Furnace | 2045 | 0 | 1000000 | 80% | 80% | 80% | 80% | 100% | 100% | 100%
42 | Industrial Electric Furnace | 2046 | 0 | 1000000 | 80% | 80% | 80% | 80% | 100% | 100% | 100%
42 | Industrial Electric Furnace | 2047 | 0 | 1000000 | 80% | 80% | 80% | 80% | 100% | 100% | 100%
42 | Industrial Electric Furnace | 2048 | 0 | 1000000 | 80% | 80% | 80% | 80% | 100% | 100% | 100%
42 | Industrial Electric Furnace | 2049 | 0 | 1000000 | 80% | 80% | 80% | 80% | 100% | 100% | 100%
42 | Industrial Electric Furnace | 2050 | 0 | 1000000 | 80% | 80% | 80% | 80% | 100% | 100% | 100%
43 | Industrial Hydrogen Dryer | 2020 | 0 | 1000000 | 100% | 100% | 100% | 100% | 100% | 100% | 100%
43 | Industrial Hydrogen Dryer | 2021 | 0 | 1000000 | 100% | 100% | 100% | 100% | 100% | 100% | 100%
43 | Industrial Hydrogen Dryer | 2022 | 0 | 1000000 | 100% | 100% | 100% | 100% | 100% | 100% | 100%
43 | Industrial Hydrogen Dryer | 2023 | 0 | 1000000 | 100% | 100% | 100% | 100% | 100% | 100% | 100%
43 | Industrial Hydrogen Dryer | 2024 | 0 | 1000000 | 100% | 100% | 100% | 100% | 100% | 100% | 100%
43 | Industrial Hydrogen Dryer | 2025 | 0 | 1000000 | 100% | 100% | 100% | 100% | 100% | 100% | 100%
43 | Industrial Hydrogen Dryer | 2026 | 0 | 1000000 | 99% | 99% | 99% | 99% | 100% | 100% | 100%
43 | Industrial Hydrogen Dryer | 2027 | 0 | 1000000 | 98% | 98% | 98% | 98% | 100% | 100% | 100%
43 | Industrial Hydrogen Dryer | 2028 | 0 | 1000000 | 97% | 97% | 97% | 97% | 100% | 100% | 100%
43 | Industrial Hydrogen Dryer | 2029 | 0 | 1000000 | 96% | 96% | 96% | 96% | 100% | 100% | 100%
43 | Industrial Hydrogen Dryer | 2030 | 0 | 1000000 | 95% | 95% | 95% | 95% | 100% | 100% | 100%
43 | Industrial Hydrogen Dryer | 2031 | 0 | 1000000 | 94% | 94% | 94% | 94% | 100% | 100% | 100%
43 | Industrial Hydrogen Dryer | 2032 | 0 | 1000000 | 93% | 93% | 93% | 93% | 100% | 100% | 100%
43 | Industrial Hydrogen Dryer | 2033 | 0 | 1000000 | 92% | 92% | 92% | 92% | 100% | 100% | 100%
43 | Industrial Hydrogen Dryer | 2034 | 0 | 1000000 | 91% | 91% | 91% | 91% | 100% | 100% | 100%
43 | Industrial Hydrogen Dryer | 2035 | 0 | 1000000 | 90% | 90% | 90% | 90% | 100% | 100% | 100%
43 | Industrial Hydrogen Dryer | 2036 | 0 | 1000000 | 89% | 89% | 89% | 89% | 100% | 100% | 100%
43 | Industrial Hydrogen Dryer | 2037 | 0 | 1000000 | 88% | 88% | 88% | 88% | 100% | 100% | 100%
43 | Industrial Hydrogen Dryer | 2038 | 0 | 1000000 | 87% | 87% | 87% | 87% | 100% | 100% | 100%
43 | Industrial Hydrogen Dryer | 2039 | 0 | 1000000 | 86% | 86% | 86% | 86% | 100% | 100% | 100%
43 | Industrial Hydrogen Dryer | 2040 | 0 | 1000000 | 85% | 85% | 85% | 85% | 100% | 100% | 100%
43 | Industrial Hydrogen Dryer | 2041 | 0 | 1000000 | 84% | 84% | 84% | 84% | 100% | 100% | 100%
43 | Industrial Hydrogen Dryer | 2042 | 0 | 1000000 | 83% | 83% | 83% | 83% | 100% | 100% | 100%
43 | Industrial Hydrogen Dryer | 2043 | 0 | 1000000 | 82% | 82% | 82% | 82% | 100% | 100% | 100%
43 | Industrial Hydrogen Dryer | 2044 | 0 | 1000000 | 81% | 81% | 81% | 81% | 100% | 100% | 100%
43 | Industrial Hydrogen Dryer | 2045 | 0 | 1000000 | 80% | 80% | 80% | 80% | 100% | 100% | 100%
43 | Industrial Hydrogen Dryer | 2046 | 0 | 1000000 | 80% | 80% | 80% | 80% | 100% | 100% | 100%
43 | Industrial Hydrogen Dryer | 2047 | 0 | 1000000 | 80% | 80% | 80% | 80% | 100% | 100% | 100%
43 | Industrial Hydrogen Dryer | 2048 | 0 | 1000000 | 80% | 80% | 80% | 80% | 100% | 100% | 100%
43 | Industrial Hydrogen Dryer | 2049 | 0 | 1000000 | 80% | 80% | 80% | 80% | 100% | 100% | 100%
43 | Industrial Hydrogen Dryer | 2050 | 0 | 1000000 | 80% | 80% | 80% | 80% | 100% | 100% | 100%
44 | Industrial Electric Dryer | 2020 | 0 | 1000000 | 100% | 100% | 100% | 100% | 100% | 100% | 100%
44 | Industrial Electric Dryer | 2021 | 0 | 1000000 | 100% | 100% | 100% | 100% | 100% | 100% | 100%
44 | Industrial Electric Dryer | 2022 | 0 | 1000000 | 100% | 100% | 100% | 100% | 100% | 100% | 100%
44 | Industrial Electric Dryer | 2023 | 0 | 1000000 | 100% | 100% | 100% | 100% | 100% | 100% | 100%
44 | Industrial Electric Dryer | 2024 | 0 | 1000000 | 100% | 100% | 100% | 100% | 100% | 100% | 100%
44 | Industrial Electric Dryer | 2025 | 0 | 1000000 | 100% | 100% | 100% | 100% | 100% | 100% | 100%
44 | Industrial Electric Dryer | 2026 | 0 | 1000000 | 99% | 99% | 99% | 99% | 100% | 100% | 100%
44 | Industrial Electric Dryer | 2027 | 0 | 1000000 | 98% | 98% | 98% | 98% | 100% | 100% | 100%
44 | Industrial Electric Dryer | 2028 | 0 | 1000000 | 97% | 97% | 97% | 97% | 100% | 100% | 100%
44 | Industrial Electric Dryer | 2029 | 0 | 1000000 | 96% | 96% | 96% | 96% | 100% | 100% | 100%
44 | Industrial Electric Dryer | 2030 | 0 | 1000000 | 95% | 95% | 95% | 95% | 100% | 100% | 100%
44 | Industrial Electric Dryer | 2031 | 0 | 1000000 | 94% | 94% | 94% | 94% | 100% | 100% | 100%
44 | Industrial Electric Dryer | 2032 | 0 | 1000000 | 93% | 93% | 93% | 93% | 100% | 100% | 100%
44 | Industrial Electric Dryer | 2033 | 0 | 1000000 | 92% | 92% | 92% | 92% | 100% | 100% | 100%
44 | Industrial Electric Dryer | 2034 | 0 | 1000000 | 91% | 91% | 91% | 91% | 100% | 100% | 100%
44 | Industrial Electric Dryer | 2035 | 0 | 1000000 | 90% | 90% | 90% | 90% | 100% | 100% | 100%
44 | Industrial Electric Dryer | 2036 | 0 | 1000000 | 89% | 89% | 89% | 89% | 100% | 100% | 100%
44 | Industrial Electric Dryer | 2037 | 0 | 1000000 | 88% | 88% | 88% | 88% | 100% | 100% | 100%
44 | Industrial Electric Dryer | 2038 | 0 | 1000000 | 87% | 87% | 87% | 87% | 100% | 100% | 100%
44 | Industrial Electric Dryer | 2039 | 0 | 1000000 | 86% | 86% | 86% | 86% | 100% | 100% | 100%
44 | Industrial Electric Dryer | 2040 | 0 | 1000000 | 85% | 85% | 85% | 85% | 100% | 100% | 100%
44 | Industrial Electric Dryer | 2041 | 0 | 1000000 | 84% | 84% | 84% | 84% | 100% | 100% | 100%
44 | Industrial Electric Dryer | 2042 | 0 | 1000000 | 83% | 83% | 83% | 83% | 100% | 100% | 100%
44 | Industrial Electric Dryer | 2043 | 0 | 1000000 | 82% | 82% | 82% | 82% | 100% | 100% | 100%
44 | Industrial Electric Dryer | 2044 | 0 | 1000000 | 81% | 81% | 81% | 81% | 100% | 100% | 100%
44 | Industrial Electric Dryer | 2045 | 0 | 1000000 | 80% | 80% | 80% | 80% | 100% | 100% | 100%
44 | Industrial Electric Dryer | 2046 | 0 | 1000000 | 80% | 80% | 80% | 80% | 100% | 100% | 100%
44 | Industrial Electric Dryer | 2047 | 0 | 1000000 | 80% | 80% | 80% | 80% | 100% | 100% | 100%
44 | Industrial Electric Dryer | 2048 | 0 | 1000000 | 80% | 80% | 80% | 80% | 100% | 100% | 100%
44 | Industrial Electric Dryer | 2049 | 0 | 1000000 | 80% | 80% | 80% | 80% | 100% | 100% | 100%
44 | Industrial Electric Dryer | 2050 | 0 | 1000000 | 80% | 80% | 80% | 80% | 100% | 100% | 100%
45 | Industrial Biomethane Other Kiln | 2020 | 0 | 1000000 | 100% | 100% | 100% | 100% | 100% | 100% | 100%
45 | Industrial Biomethane Other Kiln | 2021 | 0 | 1000000 | 100% | 100% | 100% | 100% | 100% | 100% | 100%
45 | Industrial Biomethane Other Kiln | 2022 | 0 | 1000000 | 100% | 100% | 100% | 100% | 100% | 100% | 100%
45 | Industrial Biomethane Other Kiln | 2023 | 0 | 1000000 | 100% | 100% | 100% | 100% | 100% | 100% | 100%
45 | Industrial Biomethane Other Kiln | 2024 | 0 | 1000000 | 100% | 100% | 100% | 100% | 100% | 100% | 100%
45 | Industrial Biomethane Other Kiln | 2025 | 0 | 1000000 | 100% | 100% | 100% | 100% | 100% | 100% | 100%
45 | Industrial Biomethane Other Kiln | 2026 | 0 | 1000000 | 100% | 100% | 100% | 100% | 100% | 100% | 100%
45 | Industrial Biomethane Other Kiln | 2027 | 0 | 1000000 | 100% | 100% | 100% | 100% | 100% | 100% | 100%
45 | Industrial Biomethane Other Kiln | 2028 | 0 | 1000000 | 100% | 100% | 100% | 100% | 100% | 100% | 100%
45 | Industrial Biomethane Other Kiln | 2029 | 0 | 1000000 | 100% | 100% | 100% | 100% | 100% | 100% | 100%
45 | Industrial Biomethane Other Kiln | 2030 | 0 | 1000000 | 100% | 100% | 100% | 100% | 100% | 100% | 100%
45 | Industrial Biomethane Other Kiln | 2031 | 0 | 1000000 | 100% | 100% | 100% | 100% | 100% | 100% | 100%
45 | Industrial Biomethane Other Kiln | 2032 | 0 | 1000000 | 100% | 100% | 100% | 100% | 100% | 100% | 100%
45 | Industrial Biomethane Other Kiln | 2033 | 0 | 1000000 | 100% | 100% | 100% | 100% | 100% | 100% | 100%
45 | Industrial Biomethane Other Kiln | 2034 | 0 | 1000000 | 100% | 100% | 100% | 100% | 100% | 100% | 100%
45 | Industrial Biomethane Other Kiln | 2035 | 0 | 1000000 | 100% | 100% | 100% | 100% | 100% | 100% | 100%
45 | Industrial Biomethane Other Kiln | 2036 | 0 | 1000000 | 100% | 100% | 100% | 100% | 100% | 100% | 100%
45 | Industrial Biomethane Other Kiln | 2037 | 0 | 1000000 | 100% | 100% | 100% | 100% | 100% | 100% | 100%
45 | Industrial Biomethane Other Kiln | 2038 | 0 | 1000000 | 100% | 100% | 100% | 100% | 100% | 100% | 100%
45 | Industrial Biomethane Other Kiln | 2039 | 0 | 1000000 | 100% | 100% | 100% | 100% | 100% | 100% | 100%
45 | Industrial Biomethane Other Kiln | 2040 | 0 | 1000000 | 100% | 100% | 100% | 100% | 100% | 100% | 100%
45 | Industrial Biomethane Other Kiln | 2041 | 0 | 1000000 | 100% | 100% | 100% | 100% | 100% | 100% | 100%
45 | Industrial Biomethane Other Kiln | 2042 | 0 | 1000000 | 100% | 100% | 100% | 100% | 100% | 100% | 100%
45 | Industrial Biomethane Other Kiln | 2043 | 0 | 1000000 | 100% | 100% | 100% | 100% | 100% | 100% | 100%
45 | Industrial Biomethane Other Kiln | 2044 | 0 | 1000000 | 100% | 100% | 100% | 100% | 100% | 100% | 100%
45 | Industrial Biomethane Other Kiln | 2045 | 0 | 1000000 | 100% | 100% | 100% | 100% | 100% | 100% | 100%
45 | Industrial Biomethane Other Kiln | 2046 | 0 | 1000000 | 100% | 100% | 100% | 100% | 100% | 100% | 100%
45 | Industrial Biomethane Other Kiln | 2047 | 0 | 1000000 | 100% | 100% | 100% | 100% | 100% | 100% | 100%
45 | Industrial Biomethane Other Kiln | 2048 | 0 | 1000000 | 100% | 100% | 100% | 100% | 100% | 100% | 100%
45 | Industrial Biomethane Other Kiln | 2049 | 0 | 1000000 | 100% | 100% | 100% | 100% | 100% | 100% | 100%
45 | Industrial Biomethane Other Kiln | 2050 | 0 | 1000000 | 100% | 100% | 100% | 100% | 100% | 100% | 100%
46 | Industrial Biomethane Boiler | 2020 | 0 | 1000000 | 100% | 100% | 100% | 100% | 100% | 100% | 100%
46 | Industrial Biomethane Boiler | 2021 | 0 | 1000000 | 100% | 100% | 100% | 100% | 100% | 100% | 100%
46 | Industrial Biomethane Boiler | 2022 | 0 | 1000000 | 100% | 100% | 100% | 100% | 100% | 100% | 100%
46 | Industrial Biomethane Boiler | 2023 | 0 | 1000000 | 100% | 100% | 100% | 100% | 100% | 100% | 100%
46 | Industrial Biomethane Boiler | 2024 | 0 | 1000000 | 100% | 100% | 100% | 100% | 100% | 100% | 100%
46 | Industrial Biomethane Boiler | 2025 | 0 | 1000000 | 100% | 100% | 100% | 100% | 100% | 100% | 100%
46 | Industrial Biomethane Boiler | 2026 | 0 | 1000000 | 100% | 100% | 100% | 100% | 100% | 100% | 100%
46 | Industrial Biomethane Boiler | 2027 | 0 | 1000000 | 100% | 100% | 100% | 100% | 100% | 100% | 100%
46 | Industrial Biomethane Boiler | 2028 | 0 | 1000000 | 100% | 100% | 100% | 100% | 100% | 100% | 100%
46 | Industrial Biomethane Boiler | 2029 | 0 | 1000000 | 100% | 100% | 100% | 100% | 100% | 100% | 100%
46 | Industrial Biomethane Boiler | 2030 | 0 | 1000000 | 100% | 100% | 100% | 100% | 100% | 100% | 100%
46 | Industrial Biomethane Boiler | 2031 | 0 | 1000000 | 100% | 100% | 100% | 100% | 100% | 100% | 100%
46 | Industrial Biomethane Boiler | 2032 | 0 | 1000000 | 100% | 100% | 100% | 100% | 100% | 100% | 100%
46 | Industrial Biomethane Boiler | 2033 | 0 | 1000000 | 100% | 100% | 100% | 100% | 100% | 100% | 100%
46 | Industrial Biomethane Boiler | 2034 | 0 | 1000000 | 100% | 100% | 100% | 100% | 100% | 100% | 100%
46 | Industrial Biomethane Boiler | 2035 | 0 | 1000000 | 100% | 100% | 100% | 100% | 100% | 100% | 100%
46 | Industrial Biomethane Boiler | 2036 | 0 | 1000000 | 100% | 100% | 100% | 100% | 100% | 100% | 100%
46 | Industrial Biomethane Boiler | 2037 | 0 | 1000000 | 100% | 100% | 100% | 100% | 100% | 100% | 100%
46 | Industrial Biomethane Boiler | 2038 | 0 | 1000000 | 100% | 100% | 100% | 100% | 100% | 100% | 100%
46 | Industrial Biomethane Boiler | 2039 | 0 | 1000000 | 100% | 100% | 100% | 100% | 100% | 100% | 100%
46 | Industrial Biomethane Boiler | 2040 | 0 | 1000000 | 100% | 100% | 100% | 100% | 100% | 100% | 100%
46 | Industrial Biomethane Boiler | 2041 | 0 | 1000000 | 100% | 100% | 100% | 100% | 100% | 100% | 100%
46 | Industrial Biomethane Boiler | 2042 | 0 | 1000000 | 100% | 100% | 100% | 100% | 100% | 100% | 100%
46 | Industrial Biomethane Boiler | 2043 | 0 | 1000000 | 100% | 100% | 100% | 100% | 100% | 100% | 100%
46 | Industrial Biomethane Boiler | 2044 | 0 | 1000000 | 100% | 100% | 100% | 100% | 100% | 100% | 100%
46 | Industrial Biomethane Boiler | 2045 | 0 | 1000000 | 100% | 100% | 100% | 100% | 100% | 100% | 100%
46 | Industrial Biomethane Boiler | 2046 | 0 | 1000000 | 100% | 100% | 100% | 100% | 100% | 100% | 100%
46 | Industrial Biomethane Boiler | 2047 | 0 | 1000000 | 100% | 100% | 100% | 100% | 100% | 100% | 100%
46 | Industrial Biomethane Boiler | 2048 | 0 | 1000000 | 100% | 100% | 100% | 100% | 100% | 100% | 100%
46 | Industrial Biomethane Boiler | 2049 | 0 | 1000000 | 100% | 100% | 100% | 100% | 100% | 100% | 100%
46 | Industrial Biomethane Boiler | 2050 | 0 | 1000000 | 100% | 100% | 100% | 100% | 100% | 100% | 100%
47 | Industrial Biomethane CHP | 2020 | 0 | 1000000 | 100% | 100% | 100% | 100% | 100% | 100% | 100%
47 | Industrial Biomethane CHP | 2021 | 0 | 1000000 | 100% | 100% | 100% | 100% | 100% | 100% | 100%
47 | Industrial Biomethane CHP | 2022 | 0 | 1000000 | 100% | 100% | 100% | 100% | 100% | 100% | 100%
47 | Industrial Biomethane CHP | 2023 | 0 | 1000000 | 100% | 100% | 100% | 100% | 100% | 100% | 100%
47 | Industrial Biomethane CHP | 2024 | 0 | 1000000 | 100% | 100% | 100% | 100% | 100% | 100% | 100%
47 | Industrial Biomethane CHP | 2025 | 0 | 1000000 | 100% | 100% | 100% | 100% | 100% | 100% | 100%
47 | Industrial Biomethane CHP | 2026 | 0 | 1000000 | 100% | 100% | 100% | 100% | 100% | 100% | 100%
47 | Industrial Biomethane CHP | 2027 | 0 | 1000000 | 100% | 100% | 100% | 100% | 100% | 100% | 100%
47 | Industrial Biomethane CHP | 2028 | 0 | 1000000 | 100% | 100% | 100% | 100% | 100% | 100% | 100%
47 | Industrial Biomethane CHP | 2029 | 0 | 1000000 | 100% | 100% | 100% | 100% | 100% | 100% | 100%
47 | Industrial Biomethane CHP | 2030 | 0 | 1000000 | 100% | 100% | 100% | 100% | 100% | 100% | 100%
47 | Industrial Biomethane CHP | 2031 | 0 | 1000000 | 100% | 100% | 100% | 100% | 100% | 100% | 100%
47 | Industrial Biomethane CHP | 2032 | 0 | 1000000 | 100% | 100% | 100% | 100% | 100% | 100% | 100%
47 | Industrial Biomethane CHP | 2033 | 0 | 1000000 | 100% | 100% | 100% | 100% | 100% | 100% | 100%
47 | Industrial Biomethane CHP | 2034 | 0 | 1000000 | 100% | 100% | 100% | 100% | 100% | 100% | 100%
47 | Industrial Biomethane CHP | 2035 | 0 | 1000000 | 100% | 100% | 100% | 100% | 100% | 100% | 100%
47 | Industrial Biomethane CHP | 2036 | 0 | 1000000 | 100% | 100% | 100% | 100% | 100% | 100% | 100%
47 | Industrial Biomethane CHP | 2037 | 0 | 1000000 | 100% | 100% | 100% | 100% | 100% | 100% | 100%
47 | Industrial Biomethane CHP | 2038 | 0 | 1000000 | 100% | 100% | 100% | 100% | 100% | 100% | 100%
47 | Industrial Biomethane CHP | 2039 | 0 | 1000000 | 100% | 100% | 100% | 100% | 100% | 100% | 100%
47 | Industrial Biomethane CHP | 2040 | 0 | 1000000 | 100% | 100% | 100% | 100% | 100% | 100% | 100%
47 | Industrial Biomethane CHP | 2041 | 0 | 1000000 | 100% | 100% | 100% | 100% | 100% | 100% | 100%
47 | Industrial Biomethane CHP | 2042 | 0 | 1000000 | 100% | 100% | 100% | 100% | 100% | 100% | 100%
47 | Industrial Biomethane CHP | 2043 | 0 | 1000000 | 100% | 100% | 100% | 100% | 100% | 100% | 100%
47 | Industrial Biomethane CHP | 2044 | 0 | 1000000 | 100% | 100% | 100% | 100% | 100% | 100% | 100%
47 | Industrial Biomethane CHP | 2045 | 0 | 1000000 | 100% | 100% | 100% | 100% | 100% | 100% | 100%
47 | Industrial Biomethane CHP | 2046 | 0 | 1000000 | 100% | 100% | 100% | 100% | 100% | 100% | 100%
47 | Industrial Biomethane CHP | 2047 | 0 | 1000000 | 100% | 100% | 100% | 100% | 100% | 100% | 100%
47 | Industrial Biomethane CHP | 2048 | 0 | 1000000 | 100% | 100% | 100% | 100% | 100% | 100% | 100%
47 | Industrial Biomethane CHP | 2049 | 0 | 1000000 | 100% | 100% | 100% | 100% | 100% | 100% | 100%
47 | Industrial Biomethane CHP | 2050 | 0 | 1000000 | 100% | 100% | 100% | 100% | 100% | 100% | 100%
48 | Industrial Biomethane Oven | 2020 | 0 | 1000000 | 100% | 100% | 100% | 100% | 100% | 100% | 100%
48 | Industrial Biomethane Oven | 2021 | 0 | 1000000 | 100% | 100% | 100% | 100% | 100% | 100% | 100%
48 | Industrial Biomethane Oven | 2022 | 0 | 1000000 | 100% | 100% | 100% | 100% | 100% | 100% | 100%
48 | Industrial Biomethane Oven | 2023 | 0 | 1000000 | 100% | 100% | 100% | 100% | 100% | 100% | 100%
48 | Industrial Biomethane Oven | 2024 | 0 | 1000000 | 100% | 100% | 100% | 100% | 100% | 100% | 100%
48 | Industrial Biomethane Oven | 2025 | 0 | 1000000 | 100% | 100% | 100% | 100% | 100% | 100% | 100%
48 | Industrial Biomethane Oven | 2026 | 0 | 1000000 | 100% | 100% | 100% | 100% | 100% | 100% | 100%
48 | Industrial Biomethane Oven | 2027 | 0 | 1000000 | 100% | 100% | 100% | 100% | 100% | 100% | 100%
48 | Industrial Biomethane Oven | 2028 | 0 | 1000000 | 100% | 100% | 100% | 100% | 100% | 100% | 100%
48 | Industrial Biomethane Oven | 2029 | 0 | 1000000 | 100% | 100% | 100% | 100% | 100% | 100% | 100%
48 | Industrial Biomethane Oven | 2030 | 0 | 1000000 | 100% | 100% | 100% | 100% | 100% | 100% | 100%
48 | Industrial Biomethane Oven | 2031 | 0 | 1000000 | 100% | 100% | 100% | 100% | 100% | 100% | 100%
48 | Industrial Biomethane Oven | 2032 | 0 | 1000000 | 100% | 100% | 100% | 100% | 100% | 100% | 100%
48 | Industrial Biomethane Oven | 2033 | 0 | 1000000 | 100% | 100% | 100% | 100% | 100% | 100% | 100%
48 | Industrial Biomethane Oven | 2034 | 0 | 1000000 | 100% | 100% | 100% | 100% | 100% | 100% | 100%
48 | Industrial Biomethane Oven | 2035 | 0 | 1000000 | 100% | 100% | 100% | 100% | 100% | 100% | 100%
48 | Industrial Biomethane Oven | 2036 | 0 | 1000000 | 100% | 100% | 100% | 100% | 100% | 100% | 100%
48 | Industrial Biomethane Oven | 2037 | 0 | 1000000 | 100% | 100% | 100% | 100% | 100% | 100% | 100%
48 | Industrial Biomethane Oven | 2038 | 0 | 1000000 | 100% | 100% | 100% | 100% | 100% | 100% | 100%
48 | Industrial Biomethane Oven | 2039 | 0 | 1000000 | 100% | 100% | 100% | 100% | 100% | 100% | 100%
48 | Industrial Biomethane Oven | 2040 | 0 | 1000000 | 100% | 100% | 100% | 100% | 100% | 100% | 100%
48 | Industrial Biomethane Oven | 2041 | 0 | 1000000 | 100% | 100% | 100% | 100% | 100% | 100% | 100%
48 | Industrial Biomethane Oven | 2042 | 0 | 1000000 | 100% | 100% | 100% | 100% | 100% | 100% | 100%
48 | Industrial Biomethane Oven | 2043 | 0 | 1000000 | 100% | 100% | 100% | 100% | 100% | 100% | 100%
48 | Industrial Biomethane Oven | 2044 | 0 | 1000000 | 100% | 100% | 100% | 100% | 100% | 100% | 100%
48 | Industrial Biomethane Oven | 2045 | 0 | 1000000 | 100% | 100% | 100% | 100% | 100% | 100% | 100%
48 | Industrial Biomethane Oven | 2046 | 0 | 1000000 | 100% | 100% | 100% | 100% | 100% | 100% | 100%
48 | Industrial Biomethane Oven | 2047 | 0 | 1000000 | 100% | 100% | 100% | 100% | 100% | 100% | 100%
48 | Industrial Biomethane Oven | 2048 | 0 | 1000000 | 100% | 100% | 100% | 100% | 100% | 100% | 100%
48 | Industrial Biomethane Oven | 2049 | 0 | 1000000 | 100% | 100% | 100% | 100% | 100% | 100% | 100%
48 | Industrial Biomethane Oven | 2050 | 0 | 1000000 | 100% | 100% | 100% | 100% | 100% | 100% | 100%
49 | Industrial Biomethane Furnace | 2020 | 0 | 1000000 | 100% | 100% | 100% | 100% | 100% | 100% | 100%
49 | Industrial Biomethane Furnace | 2021 | 0 | 1000000 | 100% | 100% | 100% | 100% | 100% | 100% | 100%
49 | Industrial Biomethane Furnace | 2022 | 0 | 1000000 | 100% | 100% | 100% | 100% | 100% | 100% | 100%
49 | Industrial Biomethane Furnace | 2023 | 0 | 1000000 | 100% | 100% | 100% | 100% | 100% | 100% | 100%
49 | Industrial Biomethane Furnace | 2024 | 0 | 1000000 | 100% | 100% | 100% | 100% | 100% | 100% | 100%
49 | Industrial Biomethane Furnace | 2025 | 0 | 1000000 | 100% | 100% | 100% | 100% | 100% | 100% | 100%
49 | Industrial Biomethane Furnace | 2026 | 0 | 1000000 | 100% | 100% | 100% | 100% | 100% | 100% | 100%
49 | Industrial Biomethane Furnace | 2027 | 0 | 1000000 | 100% | 100% | 100% | 100% | 100% | 100% | 100%
49 | Industrial Biomethane Furnace | 2028 | 0 | 1000000 | 100% | 100% | 100% | 100% | 100% | 100% | 100%
49 | Industrial Biomethane Furnace | 2029 | 0 | 1000000 | 100% | 100% | 100% | 100% | 100% | 100% | 100%
49 | Industrial Biomethane Furnace | 2030 | 0 | 1000000 | 100% | 100% | 100% | 100% | 100% | 100% | 100%
49 | Industrial Biomethane Furnace | 2031 | 0 | 1000000 | 100% | 100% | 100% | 100% | 100% | 100% | 100%
49 | Industrial Biomethane Furnace | 2032 | 0 | 1000000 | 100% | 100% | 100% | 100% | 100% | 100% | 100%
49 | Industrial Biomethane Furnace | 2033 | 0 | 1000000 | 100% | 100% | 100% | 100% | 100% | 100% | 100%
49 | Industrial Biomethane Furnace | 2034 | 0 | 1000000 | 100% | 100% | 100% | 100% | 100% | 100% | 100%
49 | Industrial Biomethane Furnace | 2035 | 0 | 1000000 | 100% | 100% | 100% | 100% | 100% | 100% | 100%
49 | Industrial Biomethane Furnace | 2036 | 0 | 1000000 | 100% | 100% | 100% | 100% | 100% | 100% | 100%
49 | Industrial Biomethane Furnace | 2037 | 0 | 1000000 | 100% | 100% | 100% | 100% | 100% | 100% | 100%
49 | Industrial Biomethane Furnace | 2038 | 0 | 1000000 | 100% | 100% | 100% | 100% | 100% | 100% | 100%
49 | Industrial Biomethane Furnace | 2039 | 0 | 1000000 | 100% | 100% | 100% | 100% | 100% | 100% | 100%
49 | Industrial Biomethane Furnace | 2040 | 0 | 1000000 | 100% | 100% | 100% | 100% | 100% | 100% | 100%
49 | Industrial Biomethane Furnace | 2041 | 0 | 1000000 | 100% | 100% | 100% | 100% | 100% | 100% | 100%
49 | Industrial Biomethane Furnace | 2042 | 0 | 1000000 | 100% | 100% | 100% | 100% | 100% | 100% | 100%
49 | Industrial Biomethane Furnace | 2043 | 0 | 1000000 | 100% | 100% | 100% | 100% | 100% | 100% | 100%
49 | Industrial Biomethane Furnace | 2044 | 0 | 1000000 | 100% | 100% | 100% | 100% | 100% | 100% | 100%
49 | Industrial Biomethane Furnace | 2045 | 0 | 1000000 | 100% | 100% | 100% | 100% | 100% | 100% | 100%
49 | Industrial Biomethane Furnace | 2046 | 0 | 1000000 | 100% | 100% | 100% | 100% | 100% | 100% | 100%
49 | Industrial Biomethane Furnace | 2047 | 0 | 1000000 | 100% | 100% | 100% | 100% | 100% | 100% | 100%
49 | Industrial Biomethane Furnace | 2048 | 0 | 1000000 | 100% | 100% | 100% | 100% | 100% | 100% | 100%
49 | Industrial Biomethane Furnace | 2049 | 0 | 1000000 | 100% | 100% | 100% | 100% | 100% | 100% | 100%
49 | Industrial Biomethane Furnace | 2050 | 0 | 1000000 | 100% | 100% | 100% | 100% | 100% | 100% | 100%
50 | Industrial Biomethane Dryer | 2020 | 0 | 1000000 | 100% | 100% | 100% | 100% | 100% | 100% | 100%
50 | Industrial Biomethane Dryer | 2021 | 0 | 1000000 | 100% | 100% | 100% | 100% | 100% | 100% | 100%
50 | Industrial Biomethane Dryer | 2022 | 0 | 1000000 | 100% | 100% | 100% | 100% | 100% | 100% | 100%
50 | Industrial Biomethane Dryer | 2023 | 0 | 1000000 | 100% | 100% | 100% | 100% | 100% | 100% | 100%
50 | Industrial Biomethane Dryer | 2024 | 0 | 1000000 | 100% | 100% | 100% | 100% | 100% | 100% | 100%
50 | Industrial Biomethane Dryer | 2025 | 0 | 1000000 | 100% | 100% | 100% | 100% | 100% | 100% | 100%
50 | Industrial Biomethane Dryer | 2026 | 0 | 1000000 | 100% | 100% | 100% | 100% | 100% | 100% | 100%
50 | Industrial Biomethane Dryer | 2027 | 0 | 1000000 | 100% | 100% | 100% | 100% | 100% | 100% | 100%
50 | Industrial Biomethane Dryer | 2028 | 0 | 1000000 | 100% | 100% | 100% | 100% | 100% | 100% | 100%
50 | Industrial Biomethane Dryer | 2029 | 0 | 1000000 | 100% | 100% | 100% | 100% | 100% | 100% | 100%
50 | Industrial Biomethane Dryer | 2030 | 0 | 1000000 | 100% | 100% | 100% | 100% | 100% | 100% | 100%
50 | Industrial Biomethane Dryer | 2031 | 0 | 1000000 | 100% | 100% | 100% | 100% | 100% | 100% | 100%
50 | Industrial Biomethane Dryer | 2032 | 0 | 1000000 | 100% | 100% | 100% | 100% | 100% | 100% | 100%
50 | Industrial Biomethane Dryer | 2033 | 0 | 1000000 | 100% | 100% | 100% | 100% | 100% | 100% | 100%
50 | Industrial Biomethane Dryer | 2034 | 0 | 1000000 | 100% | 100% | 100% | 100% | 100% | 100% | 100%
50 | Industrial Biomethane Dryer | 2035 | 0 | 1000000 | 100% | 100% | 100% | 100% | 100% | 100% | 100%
50 | Industrial Biomethane Dryer | 2036 | 0 | 1000000 | 100% | 100% | 100% | 100% | 100% | 100% | 100%
50 | Industrial Biomethane Dryer | 2037 | 0 | 1000000 | 100% | 100% | 100% | 100% | 100% | 100% | 100%
50 | Industrial Biomethane Dryer | 2038 | 0 | 1000000 | 100% | 100% | 100% | 100% | 100% | 100% | 100%
50 | Industrial Biomethane Dryer | 2039 | 0 | 1000000 | 100% | 100% | 100% | 100% | 100% | 100% | 100%
50 | Industrial Biomethane Dryer | 2040 | 0 | 1000000 | 100% | 100% | 100% | 100% | 100% | 100% | 100%
50 | Industrial Biomethane Dryer | 2041 | 0 | 1000000 | 100% | 100% | 100% | 100% | 100% | 100% | 100%
50 | Industrial Biomethane Dryer | 2042 | 0 | 1000000 | 100% | 100% | 100% | 100% | 100% | 100% | 100%
50 | Industrial Biomethane Dryer | 2043 | 0 | 1000000 | 100% | 100% | 100% | 100% | 100% | 100% | 100%
50 | Industrial Biomethane Dryer | 2044 | 0 | 1000000 | 100% | 100% | 100% | 100% | 100% | 100% | 100%
50 | Industrial Biomethane Dryer | 2045 | 0 | 1000000 | 100% | 100% | 100% | 100% | 100% | 100% | 100%
50 | Industrial Biomethane Dryer | 2046 | 0 | 1000000 | 100% | 100% | 100% | 100% | 100% | 100% | 100%
50 | Industrial Biomethane Dryer | 2047 | 0 | 1000000 | 100% | 100% | 100% | 100% | 100% | 100% | 100%
50 | Industrial Biomethane Dryer | 2048 | 0 | 1000000 | 100% | 100% | 100% | 100% | 100% | 100% | 100%
50 | Industrial Biomethane Dryer | 2049 | 0 | 1000000 | 100% | 100% | 100% | 100% | 100% | 100% | 100%
50 | Industrial Biomethane Dryer | 2050 | 0 | 1000000 | 100% | 100% | 100% | 100% | 100% | 100% | 100%
51 | Industrial Bio waste Cement/Lime Kiln | 2020 | 0 | 1000000 | 100% | 100% | 100% | 100% | 100% | 100% | 100%
51 | Industrial Bio waste Cement/Lime Kiln | 2021 | 0 | 1000000 | 100% | 100% | 100% | 100% | 100% | 100% | 100%
51 | Industrial Bio waste Cement/Lime Kiln | 2022 | 0 | 1000000 | 100% | 100% | 100% | 100% | 100% | 100% | 100%
51 | Industrial Bio waste Cement/Lime Kiln | 2023 | 0 | 1000000 | 100% | 100% | 100% | 100% | 100% | 100% | 100%
51 | Industrial Bio waste Cement/Lime Kiln | 2024 | 0 | 1000000 | 100% | 100% | 100% | 100% | 100% | 100% | 100%
51 | Industrial Bio waste Cement/Lime Kiln | 2025 | 0 | 1000000 | 100% | 100% | 100% | 100% | 100% | 100% | 100%
51 | Industrial Bio waste Cement/Lime Kiln | 2026 | 0 | 1000000 | 100% | 100% | 100% | 100% | 100% | 100% | 100%
51 | Industrial Bio waste Cement/Lime Kiln | 2027 | 0 | 1000000 | 100% | 100% | 100% | 100% | 100% | 100% | 100%
51 | Industrial Bio waste Cement/Lime Kiln | 2028 | 0 | 1000000 | 100% | 100% | 100% | 100% | 100% | 100% | 100%
51 | Industrial Bio waste Cement/Lime Kiln | 2029 | 0 | 1000000 | 100% | 100% | 100% | 100% | 100% | 100% | 100%
51 | Industrial Bio waste Cement/Lime Kiln | 2030 | 0 | 1000000 | 100% | 100% | 100% | 100% | 100% | 100% | 100%
51 | Industrial Bio waste Cement/Lime Kiln | 2031 | 0 | 1000000 | 100% | 100% | 100% | 100% | 100% | 100% | 100%
51 | Industrial Bio waste Cement/Lime Kiln | 2032 | 0 | 1000000 | 100% | 100% | 100% | 100% | 100% | 100% | 100%
51 | Industrial Bio waste Cement/Lime Kiln | 2033 | 0 | 1000000 | 100% | 100% | 100% | 100% | 100% | 100% | 100%
51 | Industrial Bio waste Cement/Lime Kiln | 2034 | 0 | 1000000 | 100% | 100% | 100% | 100% | 100% | 100% | 100%
51 | Industrial Bio waste Cement/Lime Kiln | 2035 | 0 | 1000000 | 100% | 100% | 100% | 100% | 100% | 100% | 100%
51 | Industrial Bio waste Cement/Lime Kiln | 2036 | 0 | 1000000 | 100% | 100% | 100% | 100% | 100% | 100% | 100%
51 | Industrial Bio waste Cement/Lime Kiln | 2037 | 0 | 1000000 | 100% | 100% | 100% | 100% | 100% | 100% | 100%
51 | Industrial Bio waste Cement/Lime Kiln | 2038 | 0 | 1000000 | 100% | 100% | 100% | 100% | 100% | 100% | 100%
51 | Industrial Bio waste Cement/Lime Kiln | 2039 | 0 | 1000000 | 100% | 100% | 100% | 100% | 100% | 100% | 100%
51 | Industrial Bio waste Cement/Lime Kiln | 2040 | 0 | 1000000 | 100% | 100% | 100% | 100% | 100% | 100% | 100%
51 | Industrial Bio waste Cement/Lime Kiln | 2041 | 0 | 1000000 | 100% | 100% | 100% | 100% | 100% | 100% | 100%
51 | Industrial Bio waste Cement/Lime Kiln | 2042 | 0 | 1000000 | 100% | 100% | 100% | 100% | 100% | 100% | 100%
51 | Industrial Bio waste Cement/Lime Kiln | 2043 | 0 | 1000000 | 100% | 100% | 100% | 100% | 100% | 100% | 100%
51 | Industrial Bio waste Cement/Lime Kiln | 2044 | 0 | 1000000 | 100% | 100% | 100% | 100% | 100% | 100% | 100%
51 | Industrial Bio waste Cement/Lime Kiln | 2045 | 0 | 1000000 | 100% | 100% | 100% | 100% | 100% | 100% | 100%
51 | Industrial Bio waste Cement/Lime Kiln | 2046 | 0 | 1000000 | 100% | 100% | 100% | 100% | 100% | 100% | 100%
51 | Industrial Bio waste Cement/Lime Kiln | 2047 | 0 | 1000000 | 100% | 100% | 100% | 100% | 100% | 100% | 100%
51 | Industrial Bio waste Cement/Lime Kiln | 2048 | 0 | 1000000 | 100% | 100% | 100% | 100% | 100% | 100% | 100%
51 | Industrial Bio waste Cement/Lime Kiln | 2049 | 0 | 1000000 | 100% | 100% | 100% | 100% | 100% | 100% | 100%
51 | Industrial Bio waste Cement/Lime Kiln | 2050 | 0 | 1000000 | 100% | 100% | 100% | 100% | 100% | 100% | 100%
52 | Industrial Bio waste Other Kiln | 2020 | 0 | 1000000 | 100% | 100% | 100% | 100% | 100% | 100% | 100%
52 | Industrial Bio waste Other Kiln | 2021 | 0 | 1000000 | 100% | 100% | 100% | 100% | 100% | 100% | 100%
52 | Industrial Bio waste Other Kiln | 2022 | 0 | 1000000 | 100% | 100% | 100% | 100% | 100% | 100% | 100%
52 | Industrial Bio waste Other Kiln | 2023 | 0 | 1000000 | 100% | 100% | 100% | 100% | 100% | 100% | 100%
52 | Industrial Bio waste Other Kiln | 2024 | 0 | 1000000 | 100% | 100% | 100% | 100% | 100% | 100% | 100%
52 | Industrial Bio waste Other Kiln | 2025 | 0 | 1000000 | 100% | 100% | 100% | 100% | 100% | 100% | 100%
52 | Industrial Bio waste Other Kiln | 2026 | 0 | 1000000 | 100% | 100% | 100% | 100% | 100% | 100% | 100%
52 | Industrial Bio waste Other Kiln | 2027 | 0 | 1000000 | 100% | 100% | 100% | 100% | 100% | 100% | 100%
52 | Industrial Bio waste Other Kiln | 2028 | 0 | 1000000 | 100% | 100% | 100% | 100% | 100% | 100% | 100%
52 | Industrial Bio waste Other Kiln | 2029 | 0 | 1000000 | 100% | 100% | 100% | 100% | 100% | 100% | 100%
52 | Industrial Bio waste Other Kiln | 2030 | 0 | 1000000 | 100% | 100% | 100% | 100% | 100% | 100% | 100%
52 | Industrial Bio waste Other Kiln | 2031 | 0 | 1000000 | 100% | 100% | 100% | 100% | 100% | 100% | 100%
52 | Industrial Bio waste Other Kiln | 2032 | 0 | 1000000 | 100% | 100% | 100% | 100% | 100% | 100% | 100%
52 | Industrial Bio waste Other Kiln | 2033 | 0 | 1000000 | 100% | 100% | 100% | 100% | 100% | 100% | 100%
52 | Industrial Bio waste Other Kiln | 2034 | 0 | 1000000 | 100% | 100% | 100% | 100% | 100% | 100% | 100%
52 | Industrial Bio waste Other Kiln | 2035 | 0 | 1000000 | 100% | 100% | 100% | 100% | 100% | 100% | 100%
52 | Industrial Bio waste Other Kiln | 2036 | 0 | 1000000 | 100% | 100% | 100% | 100% | 100% | 100% | 100%
52 | Industrial Bio waste Other Kiln | 2037 | 0 | 1000000 | 100% | 100% | 100% | 100% | 100% | 100% | 100%
52 | Industrial Bio waste Other Kiln | 2038 | 0 | 1000000 | 100% | 100% | 100% | 100% | 100% | 100% | 100%
52 | Industrial Bio waste Other Kiln | 2039 | 0 | 1000000 | 100% | 100% | 100% | 100% | 100% | 100% | 100%
52 | Industrial Bio waste Other Kiln | 2040 | 0 | 1000000 | 100% | 100% | 100% | 100% | 100% | 100% | 100%
52 | Industrial Bio waste Other Kiln | 2041 | 0 | 1000000 | 100% | 100% | 100% | 100% | 100% | 100% | 100%
52 | Industrial Bio waste Other Kiln | 2042 | 0 | 1000000 | 100% | 100% | 100% | 100% | 100% | 100% | 100%
52 | Industrial Bio waste Other Kiln | 2043 | 0 | 1000000 | 100% | 100% | 100% | 100% | 100% | 100% | 100%
52 | Industrial Bio waste Other Kiln | 2044 | 0 | 1000000 | 100% | 100% | 100% | 100% | 100% | 100% | 100%
52 | Industrial Bio waste Other Kiln | 2045 | 0 | 1000000 | 100% | 100% | 100% | 100% | 100% | 100% | 100%
52 | Industrial Bio waste Other Kiln | 2046 | 0 | 1000000 | 100% | 100% | 100% | 100% | 100% | 100% | 100%
52 | Industrial Bio waste Other Kiln | 2047 | 0 | 1000000 | 100% | 100% | 100% | 100% | 100% | 100% | 100%
52 | Industrial Bio waste Other Kiln | 2048 | 0 | 1000000 | 100% | 100% | 100% | 100% | 100% | 100% | 100%
52 | Industrial Bio waste Other Kiln | 2049 | 0 | 1000000 | 100% | 100% | 100% | 100% | 100% | 100% | 100%
52 | Industrial Bio waste Other Kiln | 2050 | 0 | 1000000 | 100% | 100% | 100% | 100% | 100% | 100% | 100%
53 | Industrial Bio waste Boiler | 2020 | 0 | 1000000 | 100% | 100% | 100% | 100% | 100% | 100% | 100%
53 | Industrial Bio waste Boiler | 2021 | 0 | 1000000 | 100% | 100% | 100% | 100% | 100% | 100% | 100%
53 | Industrial Bio waste Boiler | 2022 | 0 | 1000000 | 100% | 100% | 100% | 100% | 100% | 100% | 100%
53 | Industrial Bio waste Boiler | 2023 | 0 | 1000000 | 100% | 100% | 100% | 100% | 100% | 100% | 100%
53 | Industrial Bio waste Boiler | 2024 | 0 | 1000000 | 100% | 100% | 100% | 100% | 100% | 100% | 100%
53 | Industrial Bio waste Boiler | 2025 | 0 | 1000000 | 100% | 100% | 100% | 100% | 100% | 100% | 100%
53 | Industrial Bio waste Boiler | 2026 | 0 | 1000000 | 100% | 100% | 100% | 100% | 100% | 100% | 100%
53 | Industrial Bio waste Boiler | 2027 | 0 | 1000000 | 100% | 100% | 100% | 100% | 100% | 100% | 100%
53 | Industrial Bio waste Boiler | 2028 | 0 | 1000000 | 100% | 100% | 100% | 100% | 100% | 100% | 100%
53 | Industrial Bio waste Boiler | 2029 | 0 | 1000000 | 100% | 100% | 100% | 100% | 100% | 100% | 100%
53 | Industrial Bio waste Boiler | 2030 | 0 | 1000000 | 100% | 100% | 100% | 100% | 100% | 100% | 100%
53 | Industrial Bio waste Boiler | 2031 | 0 | 1000000 | 100% | 100% | 100% | 100% | 100% | 100% | 100%
53 | Industrial Bio waste Boiler | 2032 | 0 | 1000000 | 100% | 100% | 100% | 100% | 100% | 100% | 100%
53 | Industrial Bio waste Boiler | 2033 | 0 | 1000000 | 100% | 100% | 100% | 100% | 100% | 100% | 100%
53 | Industrial Bio waste Boiler | 2034 | 0 | 1000000 | 100% | 100% | 100% | 100% | 100% | 100% | 100%
53 | Industrial Bio waste Boiler | 2035 | 0 | 1000000 | 100% | 100% | 100% | 100% | 100% | 100% | 100%
53 | Industrial Bio waste Boiler | 2036 | 0 | 1000000 | 100% | 100% | 100% | 100% | 100% | 100% | 100%
53 | Industrial Bio waste Boiler | 2037 | 0 | 1000000 | 100% | 100% | 100% | 100% | 100% | 100% | 100%
53 | Industrial Bio waste Boiler | 2038 | 0 | 1000000 | 100% | 100% | 100% | 100% | 100% | 100% | 100%
53 | Industrial Bio waste Boiler | 2039 | 0 | 1000000 | 100% | 100% | 100% | 100% | 100% | 100% | 100%
53 | Industrial Bio waste Boiler | 2040 | 0 | 1000000 | 100% | 100% | 100% | 100% | 100% | 100% | 100%
53 | Industrial Bio waste Boiler | 2041 | 0 | 1000000 | 100% | 100% | 100% | 100% | 100% | 100% | 100%
53 | Industrial Bio waste Boiler | 2042 | 0 | 1000000 | 100% | 100% | 100% | 100% | 100% | 100% | 100%
53 | Industrial Bio waste Boiler | 2043 | 0 | 1000000 | 100% | 100% | 100% | 100% | 100% | 100% | 100%
53 | Industrial Bio waste Boiler | 2044 | 0 | 1000000 | 100% | 100% | 100% | 100% | 100% | 100% | 100%
53 | Industrial Bio waste Boiler | 2045 | 0 | 1000000 | 100% | 100% | 100% | 100% | 100% | 100% | 100%
53 | Industrial Bio waste Boiler | 2046 | 0 | 1000000 | 100% | 100% | 100% | 100% | 100% | 100% | 100%
53 | Industrial Bio waste Boiler | 2047 | 0 | 1000000 | 100% | 100% | 100% | 100% | 100% | 100% | 100%
53 | Industrial Bio waste Boiler | 2048 | 0 | 1000000 | 100% | 100% | 100% | 100% | 100% | 100% | 100%
53 | Industrial Bio waste Boiler | 2049 | 0 | 1000000 | 100% | 100% | 100% | 100% | 100% | 100% | 100%
53 | Industrial Bio waste Boiler | 2050 | 0 | 1000000 | 100% | 100% | 100% | 100% | 100% | 100% | 100%
54 | Industrial Bio waste Furnace | 2020 | 0 | 1000000 | 100% | 100% | 100% | 100% | 100% | 100% | 100%
54 | Industrial Bio waste Furnace | 2021 | 0 | 1000000 | 100% | 100% | 100% | 100% | 100% | 100% | 100%
54 | Industrial Bio waste Furnace | 2022 | 0 | 1000000 | 100% | 100% | 100% | 100% | 100% | 100% | 100%
54 | Industrial Bio waste Furnace | 2023 | 0 | 1000000 | 100% | 100% | 100% | 100% | 100% | 100% | 100%
54 | Industrial Bio waste Furnace | 2024 | 0 | 1000000 | 100% | 100% | 100% | 100% | 100% | 100% | 100%
54 | Industrial Bio waste Furnace | 2025 | 0 | 1000000 | 100% | 100% | 100% | 100% | 100% | 100% | 100%
54 | Industrial Bio waste Furnace | 2026 | 0 | 1000000 | 100% | 100% | 100% | 100% | 100% | 100% | 100%
54 | Industrial Bio waste Furnace | 2027 | 0 | 1000000 | 100% | 100% | 100% | 100% | 100% | 100% | 100%
54 | Industrial Bio waste Furnace | 2028 | 0 | 1000000 | 100% | 100% | 100% | 100% | 100% | 100% | 100%
54 | Industrial Bio waste Furnace | 2029 | 0 | 1000000 | 100% | 100% | 100% | 100% | 100% | 100% | 100%
54 | Industrial Bio waste Furnace | 2030 | 0 | 1000000 | 100% | 100% | 100% | 100% | 100% | 100% | 100%
54 | Industrial Bio waste Furnace | 2031 | 0 | 1000000 | 100% | 100% | 100% | 100% | 100% | 100% | 100%
54 | Industrial Bio waste Furnace | 2032 | 0 | 1000000 | 100% | 100% | 100% | 100% | 100% | 100% | 100%
54 | Industrial Bio waste Furnace | 2033 | 0 | 1000000 | 100% | 100% | 100% | 100% | 100% | 100% | 100%
54 | Industrial Bio waste Furnace | 2034 | 0 | 1000000 | 100% | 100% | 100% | 100% | 100% | 100% | 100%
54 | Industrial Bio waste Furnace | 2035 | 0 | 1000000 | 100% | 100% | 100% | 100% | 100% | 100% | 100%
54 | Industrial Bio waste Furnace | 2036 | 0 | 1000000 | 100% | 100% | 100% | 100% | 100% | 100% | 100%
54 | Industrial Bio waste Furnace | 2037 | 0 | 1000000 | 100% | 100% | 100% | 100% | 100% | 100% | 100%
54 | Industrial Bio waste Furnace | 2038 | 0 | 1000000 | 100% | 100% | 100% | 100% | 100% | 100% | 100%
54 | Industrial Bio waste Furnace | 2039 | 0 | 1000000 | 100% | 100% | 100% | 100% | 100% | 100% | 100%
54 | Industrial Bio waste Furnace | 2040 | 0 | 1000000 | 100% | 100% | 100% | 100% | 100% | 100% | 100%
54 | Industrial Bio waste Furnace | 2041 | 0 | 1000000 | 100% | 100% | 100% | 100% | 100% | 100% | 100%
54 | Industrial Bio waste Furnace | 2042 | 0 | 1000000 | 100% | 100% | 100% | 100% | 100% | 100% | 100%
54 | Industrial Bio waste Furnace | 2043 | 0 | 1000000 | 100% | 100% | 100% | 100% | 100% | 100% | 100%
54 | Industrial Bio waste Furnace | 2044 | 0 | 1000000 | 100% | 100% | 100% | 100% | 100% | 100% | 100%
54 | Industrial Bio waste Furnace | 2045 | 0 | 1000000 | 100% | 100% | 100% | 100% | 100% | 100% | 100%
54 | Industrial Bio waste Furnace | 2046 | 0 | 1000000 | 100% | 100% | 100% | 100% | 100% | 100% | 100%
54 | Industrial Bio waste Furnace | 2047 | 0 | 1000000 | 100% | 100% | 100% | 100% | 100% | 100% | 100%
54 | Industrial Bio waste Furnace | 2048 | 0 | 1000000 | 100% | 100% | 100% | 100% | 100% | 100% | 100%
54 | Industrial Bio waste Furnace | 2049 | 0 | 1000000 | 100% | 100% | 100% | 100% | 100% | 100% | 100%
54 | Industrial Bio waste Furnace | 2050 | 0 | 1000000 | 100% | 100% | 100% | 100% | 100% | 100% | 100%
55 | Industrial Bio waste Dryer | 2020 | 0 | 1000000 | 100% | 100% | 100% | 100% | 100% | 100% | 100%
55 | Industrial Bio waste Dryer | 2021 | 0 | 1000000 | 100% | 100% | 100% | 100% | 100% | 100% | 100%
55 | Industrial Bio waste Dryer | 2022 | 0 | 1000000 | 100% | 100% | 100% | 100% | 100% | 100% | 100%
55 | Industrial Bio waste Dryer | 2023 | 0 | 1000000 | 100% | 100% | 100% | 100% | 100% | 100% | 100%
55 | Industrial Bio waste Dryer | 2024 | 0 | 1000000 | 100% | 100% | 100% | 100% | 100% | 100% | 100%
55 | Industrial Bio waste Dryer | 2025 | 0 | 1000000 | 100% | 100% | 100% | 100% | 100% | 100% | 100%
55 | Industrial Bio waste Dryer | 2026 | 0 | 1000000 | 100% | 100% | 100% | 100% | 100% | 100% | 100%
55 | Industrial Bio waste Dryer | 2027 | 0 | 1000000 | 100% | 100% | 100% | 100% | 100% | 100% | 100%
55 | Industrial Bio waste Dryer | 2028 | 0 | 1000000 | 100% | 100% | 100% | 100% | 100% | 100% | 100%
55 | Industrial Bio waste Dryer | 2029 | 0 | 1000000 | 100% | 100% | 100% | 100% | 100% | 100% | 100%
55 | Industrial Bio waste Dryer | 2030 | 0 | 1000000 | 100% | 100% | 100% | 100% | 100% | 100% | 100%
55 | Industrial Bio waste Dryer | 2031 | 0 | 1000000 | 100% | 100% | 100% | 100% | 100% | 100% | 100%
55 | Industrial Bio waste Dryer | 2032 | 0 | 1000000 | 100% | 100% | 100% | 100% | 100% | 100% | 100%
55 | Industrial Bio waste Dryer | 2033 | 0 | 1000000 | 100% | 100% | 100% | 100% | 100% | 100% | 100%
55 | Industrial Bio waste Dryer | 2034 | 0 | 1000000 | 100% | 100% | 100% | 100% | 100% | 100% | 100%
55 | Industrial Bio waste Dryer | 2035 | 0 | 1000000 | 100% | 100% | 100% | 100% | 100% | 100% | 100%
55 | Industrial Bio waste Dryer | 2036 | 0 | 1000000 | 100% | 100% | 100% | 100% | 100% | 100% | 100%
55 | Industrial Bio waste Dryer | 2037 | 0 | 1000000 | 100% | 100% | 100% | 100% | 100% | 100% | 100%
55 | Industrial Bio waste Dryer | 2038 | 0 | 1000000 | 100% | 100% | 100% | 100% | 100% | 100% | 100%
55 | Industrial Bio waste Dryer | 2039 | 0 | 1000000 | 100% | 100% | 100% | 100% | 100% | 100% | 100%
55 | Industrial Bio waste Dryer | 2040 | 0 | 1000000 | 100% | 100% | 100% | 100% | 100% | 100% | 100%
55 | Industrial Bio waste Dryer | 2041 | 0 | 1000000 | 100% | 100% | 100% | 100% | 100% | 100% | 100%
55 | Industrial Bio waste Dryer | 2042 | 0 | 1000000 | 100% | 100% | 100% | 100% | 100% | 100% | 100%
55 | Industrial Bio waste Dryer | 2043 | 0 | 1000000 | 100% | 100% | 100% | 100% | 100% | 100% | 100%
55 | Industrial Bio waste Dryer | 2044 | 0 | 1000000 | 100% | 100% | 100% | 100% | 100% | 100% | 100%
55 | Industrial Bio waste Dryer | 2045 | 0 | 1000000 | 100% | 100% | 100% | 100% | 100% | 100% | 100%
55 | Industrial Bio waste Dryer | 2046 | 0 | 1000000 | 100% | 100% | 100% | 100% | 100% | 100% | 100%
55 | Industrial Bio waste Dryer | 2047 | 0 | 1000000 | 100% | 100% | 100% | 100% | 100% | 100% | 100%
55 | Industrial Bio waste Dryer | 2048 | 0 | 1000000 | 100% | 100% | 100% | 100% | 100% | 100% | 100%
55 | Industrial Bio waste Dryer | 2049 | 0 | 1000000 | 100% | 100% | 100% | 100% | 100% | 100% | 100%
55 | Industrial Bio waste Dryer | 2050 | 0 | 1000000 | 100% | 100% | 100% | 100% | 100% | 100% | 100%
56 | Industrial Bio waste Oven | 2020 | 0 | 1000000 | 100% | 100% | 100% | 100% | 100% | 100% | 100%
56 | Industrial Bio waste Oven | 2021 | 0 | 1000000 | 100% | 100% | 100% | 100% | 100% | 100% | 100%
56 | Industrial Bio waste Oven | 2022 | 0 | 1000000 | 100% | 100% | 100% | 100% | 100% | 100% | 100%
56 | Industrial Bio waste Oven | 2023 | 0 | 1000000 | 100% | 100% | 100% | 100% | 100% | 100% | 100%
56 | Industrial Bio waste Oven | 2024 | 0 | 1000000 | 100% | 100% | 100% | 100% | 100% | 100% | 100%
56 | Industrial Bio waste Oven | 2025 | 0 | 1000000 | 100% | 100% | 100% | 100% | 100% | 100% | 100%
56 | Industrial Bio waste Oven | 2026 | 0 | 1000000 | 100% | 100% | 100% | 100% | 100% | 100% | 100%
56 | Industrial Bio waste Oven | 2027 | 0 | 1000000 | 100% | 100% | 100% | 100% | 100% | 100% | 100%
56 | Industrial Bio waste Oven | 2028 | 0 | 1000000 | 100% | 100% | 100% | 100% | 100% | 100% | 100%
56 | Industrial Bio waste Oven | 2029 | 0 | 1000000 | 100% | 100% | 100% | 100% | 100% | 100% | 100%
56 | Industrial Bio waste Oven | 2030 | 0 | 1000000 | 100% | 100% | 100% | 100% | 100% | 100% | 100%
56 | Industrial Bio waste Oven | 2031 | 0 | 1000000 | 100% | 100% | 100% | 100% | 100% | 100% | 100%
56 | Industrial Bio waste Oven | 2032 | 0 | 1000000 | 100% | 100% | 100% | 100% | 100% | 100% | 100%
56 | Industrial Bio waste Oven | 2033 | 0 | 1000000 | 100% | 100% | 100% | 100% | 100% | 100% | 100%
56 | Industrial Bio waste Oven | 2034 | 0 | 1000000 | 100% | 100% | 100% | 100% | 100% | 100% | 100%
56 | Industrial Bio waste Oven | 2035 | 0 | 1000000 | 100% | 100% | 100% | 100% | 100% | 100% | 100%
56 | Industrial Bio waste Oven | 2036 | 0 | 1000000 | 100% | 100% | 100% | 100% | 100% | 100% | 100%
56 | Industrial Bio waste Oven | 2037 | 0 | 1000000 | 100% | 100% | 100% | 100% | 100% | 100% | 100%
56 | Industrial Bio waste Oven | 2038 | 0 | 1000000 | 100% | 100% | 100% | 100% | 100% | 100% | 100%
56 | Industrial Bio waste Oven | 2039 | 0 | 1000000 | 100% | 100% | 100% | 100% | 100% | 100% | 100%
56 | Industrial Bio waste Oven | 2040 | 0 | 1000000 | 100% | 100% | 100% | 100% | 100% | 100% | 100%
56 | Industrial Bio waste Oven | 2041 | 0 | 1000000 | 100% | 100% | 100% | 100% | 100% | 100% | 100%
56 | Industrial Bio waste Oven | 2042 | 0 | 1000000 | 100% | 100% | 100% | 100% | 100% | 100% | 100%
56 | Industrial Bio waste Oven | 2043 | 0 | 1000000 | 100% | 100% | 100% | 100% | 100% | 100% | 100%
56 | Industrial Bio waste Oven | 2044 | 0 | 1000000 | 100% | 100% | 100% | 100% | 100% | 100% | 100%
56 | Industrial Bio waste Oven | 2045 | 0 | 1000000 | 100% | 100% | 100% | 100% | 100% | 100% | 100%
56 | Industrial Bio waste Oven | 2046 | 0 | 1000000 | 100% | 100% | 100% | 100% | 100% | 100% | 100%
56 | Industrial Bio waste Oven | 2047 | 0 | 1000000 | 100% | 100% | 100% | 100% | 100% | 100% | 100%
56 | Industrial Bio waste Oven | 2048 | 0 | 1000000 | 100% | 100% | 100% | 100% | 100% | 100% | 100%
56 | Industrial Bio waste Oven | 2049 | 0 | 1000000 | 100% | 100% | 100% | 100% | 100% | 100% | 100%
56 | Industrial Bio waste Oven | 2050 | 0 | 1000000 | 100% | 100% | 100% | 100% | 100% | 100% | 100%
57 | Industrial Bio waste CHP | 2020 | 0 | 1000000 | 100% | 100% | 100% | 100% | 100% | 100% | 100%
57 | Industrial Bio waste CHP | 2021 | 0 | 1000000 | 100% | 100% | 100% | 100% | 100% | 100% | 100%
57 | Industrial Bio waste CHP | 2022 | 0 | 1000000 | 100% | 100% | 100% | 100% | 100% | 100% | 100%
57 | Industrial Bio waste CHP | 2023 | 0 | 1000000 | 100% | 100% | 100% | 100% | 100% | 100% | 100%
57 | Industrial Bio waste CHP | 2024 | 0 | 1000000 | 100% | 100% | 100% | 100% | 100% | 100% | 100%
57 | Industrial Bio waste CHP | 2025 | 0 | 1000000 | 100% | 100% | 100% | 100% | 100% | 100% | 100%
57 | Industrial Bio waste CHP | 2026 | 0 | 1000000 | 100% | 100% | 100% | 100% | 100% | 100% | 100%
57 | Industrial Bio waste CHP | 2027 | 0 | 1000000 | 100% | 100% | 100% | 100% | 100% | 100% | 100%
57 | Industrial Bio waste CHP | 2028 | 0 | 1000000 | 100% | 100% | 100% | 100% | 100% | 100% | 100%
57 | Industrial Bio waste CHP | 2029 | 0 | 1000000 | 100% | 100% | 100% | 100% | 100% | 100% | 100%
57 | Industrial Bio waste CHP | 2030 | 0 | 1000000 | 100% | 100% | 100% | 100% | 100% | 100% | 100%
57 | Industrial Bio waste CHP | 2031 | 0 | 1000000 | 100% | 100% | 100% | 100% | 100% | 100% | 100%
57 | Industrial Bio waste CHP | 2032 | 0 | 1000000 | 100% | 100% | 100% | 100% | 100% | 100% | 100%
57 | Industrial Bio waste CHP | 2033 | 0 | 1000000 | 100% | 100% | 100% | 100% | 100% | 100% | 100%
57 | Industrial Bio waste CHP | 2034 | 0 | 1000000 | 100% | 100% | 100% | 100% | 100% | 100% | 100%
57 | Industrial Bio waste CHP | 2035 | 0 | 1000000 | 100% | 100% | 100% | 100% | 100% | 100% | 100%
57 | Industrial Bio waste CHP | 2036 | 0 | 1000000 | 100% | 100% | 100% | 100% | 100% | 100% | 100%
57 | Industrial Bio waste CHP | 2037 | 0 | 1000000 | 100% | 100% | 100% | 100% | 100% | 100% | 100%
57 | Industrial Bio waste CHP | 2038 | 0 | 1000000 | 100% | 100% | 100% | 100% | 100% | 100% | 100%
57 | Industrial Bio waste CHP | 2039 | 0 | 1000000 | 100% | 100% | 100% | 100% | 100% | 100% | 100%
57 | Industrial Bio waste CHP | 2040 | 0 | 1000000 | 100% | 100% | 100% | 100% | 100% | 100% | 100%
57 | Industrial Bio waste CHP | 2041 | 0 | 1000000 | 100% | 100% | 100% | 100% | 100% | 100% | 100%
57 | Industrial Bio waste CHP | 2042 | 0 | 1000000 | 100% | 100% | 100% | 100% | 100% | 100% | 100%
57 | Industrial Bio waste CHP | 2043 | 0 | 1000000 | 100% | 100% | 100% | 100% | 100% | 100% | 100%
57 | Industrial Bio waste CHP | 2044 | 0 | 1000000 | 100% | 100% | 100% | 100% | 100% | 100% | 100%
57 | Industrial Bio waste CHP | 2045 | 0 | 1000000 | 100% | 100% | 100% | 100% | 100% | 100% | 100%
57 | Industrial Bio waste CHP | 2046 | 0 | 1000000 | 100% | 100% | 100% | 100% | 100% | 100% | 100%
57 | Industrial Bio waste CHP | 2047 | 0 | 1000000 | 100% | 100% | 100% | 100% | 100% | 100% | 100%
57 | Industrial Bio waste CHP | 2048 | 0 | 1000000 | 100% | 100% | 100% | 100% | 100% | 100% | 100%
57 | Industrial Bio waste CHP | 2049 | 0 | 1000000 | 100% | 100% | 100% | 100% | 100% | 100% | 100%
57 | Industrial Bio waste CHP | 2050 | 0 | 1000000 | 100% | 100% | 100% | 100% | 100% | 100% | 100%
58 | Industrial Non-bio waste Cement/Lime Kiln | 2020 | 0 | 1000000 | 100% | 100% | 100% | 100% | 100% | 100% | 100%
58 | Industrial Non-bio waste Cement/Lime Kiln | 2021 | 0 | 1000000 | 100% | 100% | 100% | 100% | 100% | 100% | 100%
58 | Industrial Non-bio waste Cement/Lime Kiln | 2022 | 0 | 1000000 | 100% | 100% | 100% | 100% | 100% | 100% | 100%
58 | Industrial Non-bio waste Cement/Lime Kiln | 2023 | 0 | 1000000 | 100% | 100% | 100% | 100% | 100% | 100% | 100%
58 | Industrial Non-bio waste Cement/Lime Kiln | 2024 | 0 | 1000000 | 100% | 100% | 100% | 100% | 100% | 100% | 100%
58 | Industrial Non-bio waste Cement/Lime Kiln | 2025 | 0 | 1000000 | 100% | 100% | 100% | 100% | 100% | 100% | 100%
58 | Industrial Non-bio waste Cement/Lime Kiln | 2026 | 0 | 1000000 | 100% | 100% | 100% | 100% | 100% | 100% | 100%
58 | Industrial Non-bio waste Cement/Lime Kiln | 2027 | 0 | 1000000 | 100% | 100% | 100% | 100% | 100% | 100% | 100%
58 | Industrial Non-bio waste Cement/Lime Kiln | 2028 | 0 | 1000000 | 100% | 100% | 100% | 100% | 100% | 100% | 100%
58 | Industrial Non-bio waste Cement/Lime Kiln | 2029 | 0 | 1000000 | 100% | 100% | 100% | 100% | 100% | 100% | 100%
58 | Industrial Non-bio waste Cement/Lime Kiln | 2030 | 0 | 1000000 | 100% | 100% | 100% | 100% | 100% | 100% | 100%
58 | Industrial Non-bio waste Cement/Lime Kiln | 2031 | 0 | 1000000 | 100% | 100% | 100% | 100% | 100% | 100% | 100%
58 | Industrial Non-bio waste Cement/Lime Kiln | 2032 | 0 | 1000000 | 100% | 100% | 100% | 100% | 100% | 100% | 100%
58 | Industrial Non-bio waste Cement/Lime Kiln | 2033 | 0 | 1000000 | 100% | 100% | 100% | 100% | 100% | 100% | 100%
58 | Industrial Non-bio waste Cement/Lime Kiln | 2034 | 0 | 1000000 | 100% | 100% | 100% | 100% | 100% | 100% | 100%
58 | Industrial Non-bio waste Cement/Lime Kiln | 2035 | 0 | 1000000 | 100% | 100% | 100% | 100% | 100% | 100% | 100%
58 | Industrial Non-bio waste Cement/Lime Kiln | 2036 | 0 | 1000000 | 100% | 100% | 100% | 100% | 100% | 100% | 100%
58 | Industrial Non-bio waste Cement/Lime Kiln | 2037 | 0 | 1000000 | 100% | 100% | 100% | 100% | 100% | 100% | 100%
58 | Industrial Non-bio waste Cement/Lime Kiln | 2038 | 0 | 1000000 | 100% | 100% | 100% | 100% | 100% | 100% | 100%
58 | Industrial Non-bio waste Cement/Lime Kiln | 2039 | 0 | 1000000 | 100% | 100% | 100% | 100% | 100% | 100% | 100%
58 | Industrial Non-bio waste Cement/Lime Kiln | 2040 | 0 | 1000000 | 100% | 100% | 100% | 100% | 100% | 100% | 100%
58 | Industrial Non-bio waste Cement/Lime Kiln | 2041 | 0 | 1000000 | 100% | 100% | 100% | 100% | 100% | 100% | 100%
58 | Industrial Non-bio waste Cement/Lime Kiln | 2042 | 0 | 1000000 | 100% | 100% | 100% | 100% | 100% | 100% | 100%
58 | Industrial Non-bio waste Cement/Lime Kiln | 2043 | 0 | 1000000 | 100% | 100% | 100% | 100% | 100% | 100% | 100%
58 | Industrial Non-bio waste Cement/Lime Kiln | 2044 | 0 | 1000000 | 100% | 100% | 100% | 100% | 100% | 100% | 100%
58 | Industrial Non-bio waste Cement/Lime Kiln | 2045 | 0 | 1000000 | 100% | 100% | 100% | 100% | 100% | 100% | 100%
58 | Industrial Non-bio waste Cement/Lime Kiln | 2046 | 0 | 1000000 | 100% | 100% | 100% | 100% | 100% | 100% | 100%
58 | Industrial Non-bio waste Cement/Lime Kiln | 2047 | 0 | 1000000 | 100% | 100% | 100% | 100% | 100% | 100% | 100%
58 | Industrial Non-bio waste Cement/Lime Kiln | 2048 | 0 | 1000000 | 100% | 100% | 100% | 100% | 100% | 100% | 100%
58 | Industrial Non-bio waste Cement/Lime Kiln | 2049 | 0 | 1000000 | 100% | 100% | 100% | 100% | 100% | 100% | 100%
58 | Industrial Non-bio waste Cement/Lime Kiln | 2050 | 0 | 1000000 | 100% | 100% | 100% | 100% | 100% | 100% | 100%
59 | Industrial Non-bio waste Other Kiln | 2020 | 0 | 1000000 | 100% | 100% | 100% | 100% | 100% | 100% | 100%
59 | Industrial Non-bio waste Other Kiln | 2021 | 0 | 1000000 | 100% | 100% | 100% | 100% | 100% | 100% | 100%
59 | Industrial Non-bio waste Other Kiln | 2022 | 0 | 1000000 | 100% | 100% | 100% | 100% | 100% | 100% | 100%
59 | Industrial Non-bio waste Other Kiln | 2023 | 0 | 1000000 | 100% | 100% | 100% | 100% | 100% | 100% | 100%
59 | Industrial Non-bio waste Other Kiln | 2024 | 0 | 1000000 | 100% | 100% | 100% | 100% | 100% | 100% | 100%
59 | Industrial Non-bio waste Other Kiln | 2025 | 0 | 1000000 | 100% | 100% | 100% | 100% | 100% | 100% | 100%
59 | Industrial Non-bio waste Other Kiln | 2026 | 0 | 1000000 | 100% | 100% | 100% | 100% | 100% | 100% | 100%
59 | Industrial Non-bio waste Other Kiln | 2027 | 0 | 1000000 | 100% | 100% | 100% | 100% | 100% | 100% | 100%
59 | Industrial Non-bio waste Other Kiln | 2028 | 0 | 1000000 | 100% | 100% | 100% | 100% | 100% | 100% | 100%
59 | Industrial Non-bio waste Other Kiln | 2029 | 0 | 1000000 | 100% | 100% | 100% | 100% | 100% | 100% | 100%
59 | Industrial Non-bio waste Other Kiln | 2030 | 0 | 1000000 | 100% | 100% | 100% | 100% | 100% | 100% | 100%
59 | Industrial Non-bio waste Other Kiln | 2031 | 0 | 1000000 | 100% | 100% | 100% | 100% | 100% | 100% | 100%
59 | Industrial Non-bio waste Other Kiln | 2032 | 0 | 1000000 | 100% | 100% | 100% | 100% | 100% | 100% | 100%
59 | Industrial Non-bio waste Other Kiln | 2033 | 0 | 1000000 | 100% | 100% | 100% | 100% | 100% | 100% | 100%
59 | Industrial Non-bio waste Other Kiln | 2034 | 0 | 1000000 | 100% | 100% | 100% | 100% | 100% | 100% | 100%
59 | Industrial Non-bio waste Other Kiln | 2035 | 0 | 1000000 | 100% | 100% | 100% | 100% | 100% | 100% | 100%
59 | Industrial Non-bio waste Other Kiln | 2036 | 0 | 1000000 | 100% | 100% | 100% | 100% | 100% | 100% | 100%
59 | Industrial Non-bio waste Other Kiln | 2037 | 0 | 1000000 | 100% | 100% | 100% | 100% | 100% | 100% | 100%
59 | Industrial Non-bio waste Other Kiln | 2038 | 0 | 1000000 | 100% | 100% | 100% | 100% | 100% | 100% | 100%
59 | Industrial Non-bio waste Other Kiln | 2039 | 0 | 1000000 | 100% | 100% | 100% | 100% | 100% | 100% | 100%
59 | Industrial Non-bio waste Other Kiln | 2040 | 0 | 1000000 | 100% | 100% | 100% | 100% | 100% | 100% | 100%
59 | Industrial Non-bio waste Other Kiln | 2041 | 0 | 1000000 | 100% | 100% | 100% | 100% | 100% | 100% | 100%
59 | Industrial Non-bio waste Other Kiln | 2042 | 0 | 1000000 | 100% | 100% | 100% | 100% | 100% | 100% | 100%
59 | Industrial Non-bio waste Other Kiln | 2043 | 0 | 1000000 | 100% | 100% | 100% | 100% | 100% | 100% | 100%
59 | Industrial Non-bio waste Other Kiln | 2044 | 0 | 1000000 | 100% | 100% | 100% | 100% | 100% | 100% | 100%
59 | Industrial Non-bio waste Other Kiln | 2045 | 0 | 1000000 | 100% | 100% | 100% | 100% | 100% | 100% | 100%
59 | Industrial Non-bio waste Other Kiln | 2046 | 0 | 1000000 | 100% | 100% | 100% | 100% | 100% | 100% | 100%
59 | Industrial Non-bio waste Other Kiln | 2047 | 0 | 1000000 | 100% | 100% | 100% | 100% | 100% | 100% | 100%
59 | Industrial Non-bio waste Other Kiln | 2048 | 0 | 1000000 | 100% | 100% | 100% | 100% | 100% | 100% | 100%
59 | Industrial Non-bio waste Other Kiln | 2049 | 0 | 1000000 | 100% | 100% | 100% | 100% | 100% | 100% | 100%
59 | Industrial Non-bio waste Other Kiln | 2050 | 0 | 1000000 | 100% | 100% | 100% | 100% | 100% | 100% | 100%
60 | Industrial Non-bio waste Boiler | 2020 | 0 | 1000000 | 100% | 100% | 100% | 100% | 100% | 100% | 100%
60 | Industrial Non-bio waste Boiler | 2021 | 0 | 1000000 | 100% | 100% | 100% | 100% | 100% | 100% | 100%
60 | Industrial Non-bio waste Boiler | 2022 | 0 | 1000000 | 100% | 100% | 100% | 100% | 100% | 100% | 100%
60 | Industrial Non-bio waste Boiler | 2023 | 0 | 1000000 | 100% | 100% | 100% | 100% | 100% | 100% | 100%
60 | Industrial Non-bio waste Boiler | 2024 | 0 | 1000000 | 100% | 100% | 100% | 100% | 100% | 100% | 100%
60 | Industrial Non-bio waste Boiler | 2025 | 0 | 1000000 | 100% | 100% | 100% | 100% | 100% | 100% | 100%
60 | Industrial Non-bio waste Boiler | 2026 | 0 | 1000000 | 100% | 100% | 100% | 100% | 100% | 100% | 100%
60 | Industrial Non-bio waste Boiler | 2027 | 0 | 1000000 | 100% | 100% | 100% | 100% | 100% | 100% | 100%
60 | Industrial Non-bio waste Boiler | 2028 | 0 | 1000000 | 100% | 100% | 100% | 100% | 100% | 100% | 100%
60 | Industrial Non-bio waste Boiler | 2029 | 0 | 1000000 | 100% | 100% | 100% | 100% | 100% | 100% | 100%
60 | Industrial Non-bio waste Boiler | 2030 | 0 | 1000000 | 100% | 100% | 100% | 100% | 100% | 100% | 100%
60 | Industrial Non-bio waste Boiler | 2031 | 0 | 1000000 | 100% | 100% | 100% | 100% | 100% | 100% | 100%
60 | Industrial Non-bio waste Boiler | 2032 | 0 | 1000000 | 100% | 100% | 100% | 100% | 100% | 100% | 100%
60 | Industrial Non-bio waste Boiler | 2033 | 0 | 1000000 | 100% | 100% | 100% | 100% | 100% | 100% | 100%
60 | Industrial Non-bio waste Boiler | 2034 | 0 | 1000000 | 100% | 100% | 100% | 100% | 100% | 100% | 100%
60 | Industrial Non-bio waste Boiler | 2035 | 0 | 1000000 | 100% | 100% | 100% | 100% | 100% | 100% | 100%
60 | Industrial Non-bio waste Boiler | 2036 | 0 | 1000000 | 100% | 100% | 100% | 100% | 100% | 100% | 100%
60 | Industrial Non-bio waste Boiler | 2037 | 0 | 1000000 | 100% | 100% | 100% | 100% | 100% | 100% | 100%
60 | Industrial Non-bio waste Boiler | 2038 | 0 | 1000000 | 100% | 100% | 100% | 100% | 100% | 100% | 100%
60 | Industrial Non-bio waste Boiler | 2039 | 0 | 1000000 | 100% | 100% | 100% | 100% | 100% | 100% | 100%
60 | Industrial Non-bio waste Boiler | 2040 | 0 | 1000000 | 100% | 100% | 100% | 100% | 100% | 100% | 100%
60 | Industrial Non-bio waste Boiler | 2041 | 0 | 1000000 | 100% | 100% | 100% | 100% | 100% | 100% | 100%
60 | Industrial Non-bio waste Boiler | 2042 | 0 | 1000000 | 100% | 100% | 100% | 100% | 100% | 100% | 100%
60 | Industrial Non-bio waste Boiler | 2043 | 0 | 1000000 | 100% | 100% | 100% | 100% | 100% | 100% | 100%
60 | Industrial Non-bio waste Boiler | 2044 | 0 | 1000000 | 100% | 100% | 100% | 100% | 100% | 100% | 100%
60 | Industrial Non-bio waste Boiler | 2045 | 0 | 1000000 | 100% | 100% | 100% | 100% | 100% | 100% | 100%
60 | Industrial Non-bio waste Boiler | 2046 | 0 | 1000000 | 100% | 100% | 100% | 100% | 100% | 100% | 100%
60 | Industrial Non-bio waste Boiler | 2047 | 0 | 1000000 | 100% | 100% | 100% | 100% | 100% | 100% | 100%
60 | Industrial Non-bio waste Boiler | 2048 | 0 | 1000000 | 100% | 100% | 100% | 100% | 100% | 100% | 100%
60 | Industrial Non-bio waste Boiler | 2049 | 0 | 1000000 | 100% | 100% | 100% | 100% | 100% | 100% | 100%
60 | Industrial Non-bio waste Boiler | 2050 | 0 | 1000000 | 100% | 100% | 100% | 100% | 100% | 100% | 100%
61 | Industrial Non-bio waste Furnace | 2020 | 0 | 1000000 | 100% | 100% | 100% | 100% | 100% | 100% | 100%
61 | Industrial Non-bio waste Furnace | 2021 | 0 | 1000000 | 100% | 100% | 100% | 100% | 100% | 100% | 100%
61 | Industrial Non-bio waste Furnace | 2022 | 0 | 1000000 | 100% | 100% | 100% | 100% | 100% | 100% | 100%
61 | Industrial Non-bio waste Furnace | 2023 | 0 | 1000000 | 100% | 100% | 100% | 100% | 100% | 100% | 100%
61 | Industrial Non-bio waste Furnace | 2024 | 0 | 1000000 | 100% | 100% | 100% | 100% | 100% | 100% | 100%
61 | Industrial Non-bio waste Furnace | 2025 | 0 | 1000000 | 100% | 100% | 100% | 100% | 100% | 100% | 100%
61 | Industrial Non-bio waste Furnace | 2026 | 0 | 1000000 | 100% | 100% | 100% | 100% | 100% | 100% | 100%
61 | Industrial Non-bio waste Furnace | 2027 | 0 | 1000000 | 100% | 100% | 100% | 100% | 100% | 100% | 100%
61 | Industrial Non-bio waste Furnace | 2028 | 0 | 1000000 | 100% | 100% | 100% | 100% | 100% | 100% | 100%
61 | Industrial Non-bio waste Furnace | 2029 | 0 | 1000000 | 100% | 100% | 100% | 100% | 100% | 100% | 100%
61 | Industrial Non-bio waste Furnace | 2030 | 0 | 1000000 | 100% | 100% | 100% | 100% | 100% | 100% | 100%
61 | Industrial Non-bio waste Furnace | 2031 | 0 | 1000000 | 100% | 100% | 100% | 100% | 100% | 100% | 100%
61 | Industrial Non-bio waste Furnace | 2032 | 0 | 1000000 | 100% | 100% | 100% | 100% | 100% | 100% | 100%
61 | Industrial Non-bio waste Furnace | 2033 | 0 | 1000000 | 100% | 100% | 100% | 100% | 100% | 100% | 100%
61 | Industrial Non-bio waste Furnace | 2034 | 0 | 1000000 | 100% | 100% | 100% | 100% | 100% | 100% | 100%
61 | Industrial Non-bio waste Furnace | 2035 | 0 | 1000000 | 100% | 100% | 100% | 100% | 100% | 100% | 100%
61 | Industrial Non-bio waste Furnace | 2036 | 0 | 1000000 | 100% | 100% | 100% | 100% | 100% | 100% | 100%
61 | Industrial Non-bio waste Furnace | 2037 | 0 | 1000000 | 100% | 100% | 100% | 100% | 100% | 100% | 100%
61 | Industrial Non-bio waste Furnace | 2038 | 0 | 1000000 | 100% | 100% | 100% | 100% | 100% | 100% | 100%
61 | Industrial Non-bio waste Furnace | 2039 | 0 | 1000000 | 100% | 100% | 100% | 100% | 100% | 100% | 100%
61 | Industrial Non-bio waste Furnace | 2040 | 0 | 1000000 | 100% | 100% | 100% | 100% | 100% | 100% | 100%
61 | Industrial Non-bio waste Furnace | 2041 | 0 | 1000000 | 100% | 100% | 100% | 100% | 100% | 100% | 100%
61 | Industrial Non-bio waste Furnace | 2042 | 0 | 1000000 | 100% | 100% | 100% | 100% | 100% | 100% | 100%
61 | Industrial Non-bio waste Furnace | 2043 | 0 | 1000000 | 100% | 100% | 100% | 100% | 100% | 100% | 100%
61 | Industrial Non-bio waste Furnace | 2044 | 0 | 1000000 | 100% | 100% | 100% | 100% | 100% | 100% | 100%
61 | Industrial Non-bio waste Furnace | 2045 | 0 | 1000000 | 100% | 100% | 100% | 100% | 100% | 100% | 100%
61 | Industrial Non-bio waste Furnace | 2046 | 0 | 1000000 | 100% | 100% | 100% | 100% | 100% | 100% | 100%
61 | Industrial Non-bio waste Furnace | 2047 | 0 | 1000000 | 100% | 100% | 100% | 100% | 100% | 100% | 100%
61 | Industrial Non-bio waste Furnace | 2048 | 0 | 1000000 | 100% | 100% | 100% | 100% | 100% | 100% | 100%
61 | Industrial Non-bio waste Furnace | 2049 | 0 | 1000000 | 100% | 100% | 100% | 100% | 100% | 100% | 100%
61 | Industrial Non-bio waste Furnace | 2050 | 0 | 1000000 | 100% | 100% | 100% | 100% | 100% | 100% | 100%
62 | Industrial Non-bio waste Dryer | 2020 | 0 | 1000000 | 100% | 100% | 100% | 100% | 100% | 100% | 100%
62 | Industrial Non-bio waste Dryer | 2021 | 0 | 1000000 | 100% | 100% | 100% | 100% | 100% | 100% | 100%
62 | Industrial Non-bio waste Dryer | 2022 | 0 | 1000000 | 100% | 100% | 100% | 100% | 100% | 100% | 100%
62 | Industrial Non-bio waste Dryer | 2023 | 0 | 1000000 | 100% | 100% | 100% | 100% | 100% | 100% | 100%
62 | Industrial Non-bio waste Dryer | 2024 | 0 | 1000000 | 100% | 100% | 100% | 100% | 100% | 100% | 100%
62 | Industrial Non-bio waste Dryer | 2025 | 0 | 1000000 | 100% | 100% | 100% | 100% | 100% | 100% | 100%
62 | Industrial Non-bio waste Dryer | 2026 | 0 | 1000000 | 100% | 100% | 100% | 100% | 100% | 100% | 100%
62 | Industrial Non-bio waste Dryer | 2027 | 0 | 1000000 | 100% | 100% | 100% | 100% | 100% | 100% | 100%
62 | Industrial Non-bio waste Dryer | 2028 | 0 | 1000000 | 100% | 100% | 100% | 100% | 100% | 100% | 100%
62 | Industrial Non-bio waste Dryer | 2029 | 0 | 1000000 | 100% | 100% | 100% | 100% | 100% | 100% | 100%
62 | Industrial Non-bio waste Dryer | 2030 | 0 | 1000000 | 100% | 100% | 100% | 100% | 100% | 100% | 100%
62 | Industrial Non-bio waste Dryer | 2031 | 0 | 1000000 | 100% | 100% | 100% | 100% | 100% | 100% | 100%
62 | Industrial Non-bio waste Dryer | 2032 | 0 | 1000000 | 100% | 100% | 100% | 100% | 100% | 100% | 100%
62 | Industrial Non-bio waste Dryer | 2033 | 0 | 1000000 | 100% | 100% | 100% | 100% | 100% | 100% | 100%
62 | Industrial Non-bio waste Dryer | 2034 | 0 | 1000000 | 100% | 100% | 100% | 100% | 100% | 100% | 100%
62 | Industrial Non-bio waste Dryer | 2035 | 0 | 1000000 | 100% | 100% | 100% | 100% | 100% | 100% | 100%
62 | Industrial Non-bio waste Dryer | 2036 | 0 | 1000000 | 100% | 100% | 100% | 100% | 100% | 100% | 100%
62 | Industrial Non-bio waste Dryer | 2037 | 0 | 1000000 | 100% | 100% | 100% | 100% | 100% | 100% | 100%
62 | Industrial Non-bio waste Dryer | 2038 | 0 | 1000000 | 100% | 100% | 100% | 100% | 100% | 100% | 100%
62 | Industrial Non-bio waste Dryer | 2039 | 0 | 1000000 | 100% | 100% | 100% | 100% | 100% | 100% | 100%
62 | Industrial Non-bio waste Dryer | 2040 | 0 | 1000000 | 100% | 100% | 100% | 100% | 100% | 100% | 100%
62 | Industrial Non-bio waste Dryer | 2041 | 0 | 1000000 | 100% | 100% | 100% | 100% | 100% | 100% | 100%
62 | Industrial Non-bio waste Dryer | 2042 | 0 | 1000000 | 100% | 100% | 100% | 100% | 100% | 100% | 100%
62 | Industrial Non-bio waste Dryer | 2043 | 0 | 1000000 | 100% | 100% | 100% | 100% | 100% | 100% | 100%
62 | Industrial Non-bio waste Dryer | 2044 | 0 | 1000000 | 100% | 100% | 100% | 100% | 100% | 100% | 100%
62 | Industrial Non-bio waste Dryer | 2045 | 0 | 1000000 | 100% | 100% | 100% | 100% | 100% | 100% | 100%
62 | Industrial Non-bio waste Dryer | 2046 | 0 | 1000000 | 100% | 100% | 100% | 100% | 100% | 100% | 100%
62 | Industrial Non-bio waste Dryer | 2047 | 0 | 1000000 | 100% | 100% | 100% | 100% | 100% | 100% | 100%
62 | Industrial Non-bio waste Dryer | 2048 | 0 | 1000000 | 100% | 100% | 100% | 100% | 100% | 100% | 100%
62 | Industrial Non-bio waste Dryer | 2049 | 0 | 1000000 | 100% | 100% | 100% | 100% | 100% | 100% | 100%
62 | Industrial Non-bio waste Dryer | 2050 | 0 | 1000000 | 100% | 100% | 100% | 100% | 100% | 100% | 100%
63 | Industrial Non-bio waste Oven | 2020 | 0 | 1000000 | 100% | 100% | 100% | 100% | 100% | 100% | 100%
63 | Industrial Non-bio waste Oven | 2021 | 0 | 1000000 | 100% | 100% | 100% | 100% | 100% | 100% | 100%
63 | Industrial Non-bio waste Oven | 2022 | 0 | 1000000 | 100% | 100% | 100% | 100% | 100% | 100% | 100%
63 | Industrial Non-bio waste Oven | 2023 | 0 | 1000000 | 100% | 100% | 100% | 100% | 100% | 100% | 100%
63 | Industrial Non-bio waste Oven | 2024 | 0 | 1000000 | 100% | 100% | 100% | 100% | 100% | 100% | 100%
63 | Industrial Non-bio waste Oven | 2025 | 0 | 1000000 | 100% | 100% | 100% | 100% | 100% | 100% | 100%
63 | Industrial Non-bio waste Oven | 2026 | 0 | 1000000 | 100% | 100% | 100% | 100% | 100% | 100% | 100%
63 | Industrial Non-bio waste Oven | 2027 | 0 | 1000000 | 100% | 100% | 100% | 100% | 100% | 100% | 100%
63 | Industrial Non-bio waste Oven | 2028 | 0 | 1000000 | 100% | 100% | 100% | 100% | 100% | 100% | 100%
63 | Industrial Non-bio waste Oven | 2029 | 0 | 1000000 | 100% | 100% | 100% | 100% | 100% | 100% | 100%
63 | Industrial Non-bio waste Oven | 2030 | 0 | 1000000 | 100% | 100% | 100% | 100% | 100% | 100% | 100%
63 | Industrial Non-bio waste Oven | 2031 | 0 | 1000000 | 100% | 100% | 100% | 100% | 100% | 100% | 100%
63 | Industrial Non-bio waste Oven | 2032 | 0 | 1000000 | 100% | 100% | 100% | 100% | 100% | 100% | 100%
63 | Industrial Non-bio waste Oven | 2033 | 0 | 1000000 | 100% | 100% | 100% | 100% | 100% | 100% | 100%
63 | Industrial Non-bio waste Oven | 2034 | 0 | 1000000 | 100% | 100% | 100% | 100% | 100% | 100% | 100%
63 | Industrial Non-bio waste Oven | 2035 | 0 | 1000000 | 100% | 100% | 100% | 100% | 100% | 100% | 100%
63 | Industrial Non-bio waste Oven | 2036 | 0 | 1000000 | 100% | 100% | 100% | 100% | 100% | 100% | 100%
63 | Industrial Non-bio waste Oven | 2037 | 0 | 1000000 | 100% | 100% | 100% | 100% | 100% | 100% | 100%
63 | Industrial Non-bio waste Oven | 2038 | 0 | 1000000 | 100% | 100% | 100% | 100% | 100% | 100% | 100%
63 | Industrial Non-bio waste Oven | 2039 | 0 | 1000000 | 100% | 100% | 100% | 100% | 100% | 100% | 100%
63 | Industrial Non-bio waste Oven | 2040 | 0 | 1000000 | 100% | 100% | 100% | 100% | 100% | 100% | 100%
63 | Industrial Non-bio waste Oven | 2041 | 0 | 1000000 | 100% | 100% | 100% | 100% | 100% | 100% | 100%
63 | Industrial Non-bio waste Oven | 2042 | 0 | 1000000 | 100% | 100% | 100% | 100% | 100% | 100% | 100%
63 | Industrial Non-bio waste Oven | 2043 | 0 | 1000000 | 100% | 100% | 100% | 100% | 100% | 100% | 100%
63 | Industrial Non-bio waste Oven | 2044 | 0 | 1000000 | 100% | 100% | 100% | 100% | 100% | 100% | 100%
63 | Industrial Non-bio waste Oven | 2045 | 0 | 1000000 | 100% | 100% | 100% | 100% | 100% | 100% | 100%
63 | Industrial Non-bio waste Oven | 2046 | 0 | 1000000 | 100% | 100% | 100% | 100% | 100% | 100% | 100%
63 | Industrial Non-bio waste Oven | 2047 | 0 | 1000000 | 100% | 100% | 100% | 100% | 100% | 100% | 100%
63 | Industrial Non-bio waste Oven | 2048 | 0 | 1000000 | 100% | 100% | 100% | 100% | 100% | 100% | 100%
63 | Industrial Non-bio waste Oven | 2049 | 0 | 1000000 | 100% | 100% | 100% | 100% | 100% | 100% | 100%
63 | Industrial Non-bio waste Oven | 2050 | 0 | 1000000 | 100% | 100% | 100% | 100% | 100% | 100% | 100%
64 | Industrial Non-bio waste CHP | 2020 | 0 | 1000000 | 100% | 100% | 100% | 100% | 100% | 100% | 100%
64 | Industrial Non-bio waste CHP | 2021 | 0 | 1000000 | 100% | 100% | 100% | 100% | 100% | 100% | 100%
64 | Industrial Non-bio waste CHP | 2022 | 0 | 1000000 | 100% | 100% | 100% | 100% | 100% | 100% | 100%
64 | Industrial Non-bio waste CHP | 2023 | 0 | 1000000 | 100% | 100% | 100% | 100% | 100% | 100% | 100%
64 | Industrial Non-bio waste CHP | 2024 | 0 | 1000000 | 100% | 100% | 100% | 100% | 100% | 100% | 100%
64 | Industrial Non-bio waste CHP | 2025 | 0 | 1000000 | 100% | 100% | 100% | 100% | 100% | 100% | 100%
64 | Industrial Non-bio waste CHP | 2026 | 0 | 1000000 | 100% | 100% | 100% | 100% | 100% | 100% | 100%
64 | Industrial Non-bio waste CHP | 2027 | 0 | 1000000 | 100% | 100% | 100% | 100% | 100% | 100% | 100%
64 | Industrial Non-bio waste CHP | 2028 | 0 | 1000000 | 100% | 100% | 100% | 100% | 100% | 100% | 100%
64 | Industrial Non-bio waste CHP | 2029 | 0 | 1000000 | 100% | 100% | 100% | 100% | 100% | 100% | 100%
64 | Industrial Non-bio waste CHP | 2030 | 0 | 1000000 | 100% | 100% | 100% | 100% | 100% | 100% | 100%
64 | Industrial Non-bio waste CHP | 2031 | 0 | 1000000 | 100% | 100% | 100% | 100% | 100% | 100% | 100%
64 | Industrial Non-bio waste CHP | 2032 | 0 | 1000000 | 100% | 100% | 100% | 100% | 100% | 100% | 100%
64 | Industrial Non-bio waste CHP | 2033 | 0 | 1000000 | 100% | 100% | 100% | 100% | 100% | 100% | 100%
64 | Industrial Non-bio waste CHP | 2034 | 0 | 1000000 | 100% | 100% | 100% | 100% | 100% | 100% | 100%
64 | Industrial Non-bio waste CHP | 2035 | 0 | 1000000 | 100% | 100% | 100% | 100% | 100% | 100% | 100%
64 | Industrial Non-bio waste CHP | 2036 | 0 | 1000000 | 100% | 100% | 100% | 100% | 100% | 100% | 100%
64 | Industrial Non-bio waste CHP | 2037 | 0 | 1000000 | 100% | 100% | 100% | 100% | 100% | 100% | 100%
64 | Industrial Non-bio waste CHP | 2038 | 0 | 1000000 | 100% | 100% | 100% | 100% | 100% | 100% | 100%
64 | Industrial Non-bio waste CHP | 2039 | 0 | 1000000 | 100% | 100% | 100% | 100% | 100% | 100% | 100%
64 | Industrial Non-bio waste CHP | 2040 | 0 | 1000000 | 100% | 100% | 100% | 100% | 100% | 100% | 100%
64 | Industrial Non-bio waste CHP | 2041 | 0 | 1000000 | 100% | 100% | 100% | 100% | 100% | 100% | 100%
64 | Industrial Non-bio waste CHP | 2042 | 0 | 1000000 | 100% | 100% | 100% | 100% | 100% | 100% | 100%
64 | Industrial Non-bio waste CHP | 2043 | 0 | 1000000 | 100% | 100% | 100% | 100% | 100% | 100% | 100%
64 | Industrial Non-bio waste CHP | 2044 | 0 | 1000000 | 100% | 100% | 100% | 100% | 100% | 100% | 100%
64 | Industrial Non-bio waste CHP | 2045 | 0 | 1000000 | 100% | 100% | 100% | 100% | 100% | 100% | 100%
64 | Industrial Non-bio waste CHP | 2046 | 0 | 1000000 | 100% | 100% | 100% | 100% | 100% | 100% | 100%
64 | Industrial Non-bio waste CHP | 2047 | 0 | 1000000 | 100% | 100% | 100% | 100% | 100% | 100% | 100%
64 | Industrial Non-bio waste CHP | 2048 | 0 | 1000000 | 100% | 100% | 100% | 100% | 100% | 100% | 100%
64 | Industrial Non-bio waste CHP | 2049 | 0 | 1000000 | 100% | 100% | 100% | 100% | 100% | 100% | 100%
64 | Industrial Non-bio waste CHP | 2050 | 0 | 1000000 | 100% | 100% | 100% | 100% | 100% | 100% | 100%
65 | Industrial Bio fuel Cement/Lime Kiln | 2020 | 0 | 1000000 | 100% | 100% | 100% | 100% | 100% | 100% | 100%
65 | Industrial Bio fuel Cement/Lime Kiln | 2021 | 0 | 1000000 | 100% | 100% | 100% | 100% | 100% | 100% | 100%
65 | Industrial Bio fuel Cement/Lime Kiln | 2022 | 0 | 1000000 | 100% | 100% | 100% | 100% | 100% | 100% | 100%
65 | Industrial Bio fuel Cement/Lime Kiln | 2023 | 0 | 1000000 | 100% | 100% | 100% | 100% | 100% | 100% | 100%
65 | Industrial Bio fuel Cement/Lime Kiln | 2024 | 0 | 1000000 | 100% | 100% | 100% | 100% | 100% | 100% | 100%
65 | Industrial Bio fuel Cement/Lime Kiln | 2025 | 0 | 1000000 | 100% | 100% | 100% | 100% | 100% | 100% | 100%
65 | Industrial Bio fuel Cement/Lime Kiln | 2026 | 0 | 1000000 | 100% | 100% | 100% | 100% | 100% | 100% | 100%
65 | Industrial Bio fuel Cement/Lime Kiln | 2027 | 0 | 1000000 | 100% | 100% | 100% | 100% | 100% | 100% | 100%
65 | Industrial Bio fuel Cement/Lime Kiln | 2028 | 0 | 1000000 | 100% | 100% | 100% | 100% | 100% | 100% | 100%
65 | Industrial Bio fuel Cement/Lime Kiln | 2029 | 0 | 1000000 | 100% | 100% | 100% | 100% | 100% | 100% | 100%
65 | Industrial Bio fuel Cement/Lime Kiln | 2030 | 0 | 1000000 | 100% | 100% | 100% | 100% | 100% | 100% | 100%
65 | Industrial Bio fuel Cement/Lime Kiln | 2031 | 0 | 1000000 | 100% | 100% | 100% | 100% | 100% | 100% | 100%
65 | Industrial Bio fuel Cement/Lime Kiln | 2032 | 0 | 1000000 | 100% | 100% | 100% | 100% | 100% | 100% | 100%
65 | Industrial Bio fuel Cement/Lime Kiln | 2033 | 0 | 1000000 | 100% | 100% | 100% | 100% | 100% | 100% | 100%
65 | Industrial Bio fuel Cement/Lime Kiln | 2034 | 0 | 1000000 | 100% | 100% | 100% | 100% | 100% | 100% | 100%
65 | Industrial Bio fuel Cement/Lime Kiln | 2035 | 0 | 1000000 | 100% | 100% | 100% | 100% | 100% | 100% | 100%
65 | Industrial Bio fuel Cement/Lime Kiln | 2036 | 0 | 1000000 | 100% | 100% | 100% | 100% | 100% | 100% | 100%
65 | Industrial Bio fuel Cement/Lime Kiln | 2037 | 0 | 1000000 | 100% | 100% | 100% | 100% | 100% | 100% | 100%
65 | Industrial Bio fuel Cement/Lime Kiln | 2038 | 0 | 1000000 | 100% | 100% | 100% | 100% | 100% | 100% | 100%
65 | Industrial Bio fuel Cement/Lime Kiln | 2039 | 0 | 1000000 | 100% | 100% | 100% | 100% | 100% | 100% | 100%
65 | Industrial Bio fuel Cement/Lime Kiln | 2040 | 0 | 1000000 | 100% | 100% | 100% | 100% | 100% | 100% | 100%
65 | Industrial Bio fuel Cement/Lime Kiln | 2041 | 0 | 1000000 | 100% | 100% | 100% | 100% | 100% | 100% | 100%
65 | Industrial Bio fuel Cement/Lime Kiln | 2042 | 0 | 1000000 | 100% | 100% | 100% | 100% | 100% | 100% | 100%
65 | Industrial Bio fuel Cement/Lime Kiln | 2043 | 0 | 1000000 | 100% | 100% | 100% | 100% | 100% | 100% | 100%
65 | Industrial Bio fuel Cement/Lime Kiln | 2044 | 0 | 1000000 | 100% | 100% | 100% | 100% | 100% | 100% | 100%
65 | Industrial Bio fuel Cement/Lime Kiln | 2045 | 0 | 1000000 | 100% | 100% | 100% | 100% | 100% | 100% | 100%
65 | Industrial Bio fuel Cement/Lime Kiln | 2046 | 0 | 1000000 | 100% | 100% | 100% | 100% | 100% | 100% | 100%
65 | Industrial Bio fuel Cement/Lime Kiln | 2047 | 0 | 1000000 | 100% | 100% | 100% | 100% | 100% | 100% | 100%
65 | Industrial Bio fuel Cement/Lime Kiln | 2048 | 0 | 1000000 | 100% | 100% | 100% | 100% | 100% | 100% | 100%
65 | Industrial Bio fuel Cement/Lime Kiln | 2049 | 0 | 1000000 | 100% | 100% | 100% | 100% | 100% | 100% | 100%
65 | Industrial Bio fuel Cement/Lime Kiln | 2050 | 0 | 1000000 | 100% | 100% | 100% | 100% | 100% | 100% | 100%
66 | Industrial Bio fuel Other Kiln | 2020 | 0 | 1000000 | 100% | 100% | 100% | 100% | 100% | 100% | 100%
66 | Industrial Bio fuel Other Kiln | 2021 | 0 | 1000000 | 100% | 100% | 100% | 100% | 100% | 100% | 100%
66 | Industrial Bio fuel Other Kiln | 2022 | 0 | 1000000 | 100% | 100% | 100% | 100% | 100% | 100% | 100%
66 | Industrial Bio fuel Other Kiln | 2023 | 0 | 1000000 | 100% | 100% | 100% | 100% | 100% | 100% | 100%
66 | Industrial Bio fuel Other Kiln | 2024 | 0 | 1000000 | 100% | 100% | 100% | 100% | 100% | 100% | 100%
66 | Industrial Bio fuel Other Kiln | 2025 | 0 | 1000000 | 100% | 100% | 100% | 100% | 100% | 100% | 100%
66 | Industrial Bio fuel Other Kiln | 2026 | 0 | 1000000 | 100% | 100% | 100% | 100% | 100% | 100% | 100%
66 | Industrial Bio fuel Other Kiln | 2027 | 0 | 1000000 | 100% | 100% | 100% | 100% | 100% | 100% | 100%
66 | Industrial Bio fuel Other Kiln | 2028 | 0 | 1000000 | 100% | 100% | 100% | 100% | 100% | 100% | 100%
66 | Industrial Bio fuel Other Kiln | 2029 | 0 | 1000000 | 100% | 100% | 100% | 100% | 100% | 100% | 100%
66 | Industrial Bio fuel Other Kiln | 2030 | 0 | 1000000 | 100% | 100% | 100% | 100% | 100% | 100% | 100%
66 | Industrial Bio fuel Other Kiln | 2031 | 0 | 1000000 | 100% | 100% | 100% | 100% | 100% | 100% | 100%
66 | Industrial Bio fuel Other Kiln | 2032 | 0 | 1000000 | 100% | 100% | 100% | 100% | 100% | 100% | 100%
66 | Industrial Bio fuel Other Kiln | 2033 | 0 | 1000000 | 100% | 100% | 100% | 100% | 100% | 100% | 100%
66 | Industrial Bio fuel Other Kiln | 2034 | 0 | 1000000 | 100% | 100% | 100% | 100% | 100% | 100% | 100%
66 | Industrial Bio fuel Other Kiln | 2035 | 0 | 1000000 | 100% | 100% | 100% | 100% | 100% | 100% | 100%
66 | Industrial Bio fuel Other Kiln | 2036 | 0 | 1000000 | 100% | 100% | 100% | 100% | 100% | 100% | 100%
66 | Industrial Bio fuel Other Kiln | 2037 | 0 | 1000000 | 100% | 100% | 100% | 100% | 100% | 100% | 100%
66 | Industrial Bio fuel Other Kiln | 2038 | 0 | 1000000 | 100% | 100% | 100% | 100% | 100% | 100% | 100%
66 | Industrial Bio fuel Other Kiln | 2039 | 0 | 1000000 | 100% | 100% | 100% | 100% | 100% | 100% | 100%
66 | Industrial Bio fuel Other Kiln | 2040 | 0 | 1000000 | 100% | 100% | 100% | 100% | 100% | 100% | 100%
66 | Industrial Bio fuel Other Kiln | 2041 | 0 | 1000000 | 100% | 100% | 100% | 100% | 100% | 100% | 100%
66 | Industrial Bio fuel Other Kiln | 2042 | 0 | 1000000 | 100% | 100% | 100% | 100% | 100% | 100% | 100%
66 | Industrial Bio fuel Other Kiln | 2043 | 0 | 1000000 | 100% | 100% | 100% | 100% | 100% | 100% | 100%
66 | Industrial Bio fuel Other Kiln | 2044 | 0 | 1000000 | 100% | 100% | 100% | 100% | 100% | 100% | 100%
66 | Industrial Bio fuel Other Kiln | 2045 | 0 | 1000000 | 100% | 100% | 100% | 100% | 100% | 100% | 100%
66 | Industrial Bio fuel Other Kiln | 2046 | 0 | 1000000 | 100% | 100% | 100% | 100% | 100% | 100% | 100%
66 | Industrial Bio fuel Other Kiln | 2047 | 0 | 1000000 | 100% | 100% | 100% | 100% | 100% | 100% | 100%
66 | Industrial Bio fuel Other Kiln | 2048 | 0 | 1000000 | 100% | 100% | 100% | 100% | 100% | 100% | 100%
66 | Industrial Bio fuel Other Kiln | 2049 | 0 | 1000000 | 100% | 100% | 100% | 100% | 100% | 100% | 100%
66 | Industrial Bio fuel Other Kiln | 2050 | 0 | 1000000 | 100% | 100% | 100% | 100% | 100% | 100% | 100%
67 | Industrial Bio fuel Boiler | 2020 | 0 | 1000000 | 100% | 100% | 100% | 100% | 100% | 100% | 100%
67 | Industrial Bio fuel Boiler | 2021 | 0 | 1000000 | 100% | 100% | 100% | 100% | 100% | 100% | 100%
67 | Industrial Bio fuel Boiler | 2022 | 0 | 1000000 | 100% | 100% | 100% | 100% | 100% | 100% | 100%
67 | Industrial Bio fuel Boiler | 2023 | 0 | 1000000 | 100% | 100% | 100% | 100% | 100% | 100% | 100%
67 | Industrial Bio fuel Boiler | 2024 | 0 | 1000000 | 100% | 100% | 100% | 100% | 100% | 100% | 100%
67 | Industrial Bio fuel Boiler | 2025 | 0 | 1000000 | 100% | 100% | 100% | 100% | 100% | 100% | 100%
67 | Industrial Bio fuel Boiler | 2026 | 0 | 1000000 | 100% | 100% | 100% | 100% | 100% | 100% | 100%
67 | Industrial Bio fuel Boiler | 2027 | 0 | 1000000 | 100% | 100% | 100% | 100% | 100% | 100% | 100%
67 | Industrial Bio fuel Boiler | 2028 | 0 | 1000000 | 100% | 100% | 100% | 100% | 100% | 100% | 100%
67 | Industrial Bio fuel Boiler | 2029 | 0 | 1000000 | 100% | 100% | 100% | 100% | 100% | 100% | 100%
67 | Industrial Bio fuel Boiler | 2030 | 0 | 1000000 | 100% | 100% | 100% | 100% | 100% | 100% | 100%
67 | Industrial Bio fuel Boiler | 2031 | 0 | 1000000 | 100% | 100% | 100% | 100% | 100% | 100% | 100%
67 | Industrial Bio fuel Boiler | 2032 | 0 | 1000000 | 100% | 100% | 100% | 100% | 100% | 100% | 100%
67 | Industrial Bio fuel Boiler | 2033 | 0 | 1000000 | 100% | 100% | 100% | 100% | 100% | 100% | 100%
67 | Industrial Bio fuel Boiler | 2034 | 0 | 1000000 | 100% | 100% | 100% | 100% | 100% | 100% | 100%
67 | Industrial Bio fuel Boiler | 2035 | 0 | 1000000 | 100% | 100% | 100% | 100% | 100% | 100% | 100%
67 | Industrial Bio fuel Boiler | 2036 | 0 | 1000000 | 100% | 100% | 100% | 100% | 100% | 100% | 100%
67 | Industrial Bio fuel Boiler | 2037 | 0 | 1000000 | 100% | 100% | 100% | 100% | 100% | 100% | 100%
67 | Industrial Bio fuel Boiler | 2038 | 0 | 1000000 | 100% | 100% | 100% | 100% | 100% | 100% | 100%
67 | Industrial Bio fuel Boiler | 2039 | 0 | 1000000 | 100% | 100% | 100% | 100% | 100% | 100% | 100%
67 | Industrial Bio fuel Boiler | 2040 | 0 | 1000000 | 100% | 100% | 100% | 100% | 100% | 100% | 100%
67 | Industrial Bio fuel Boiler | 2041 | 0 | 1000000 | 100% | 100% | 100% | 100% | 100% | 100% | 100%
67 | Industrial Bio fuel Boiler | 2042 | 0 | 1000000 | 100% | 100% | 100% | 100% | 100% | 100% | 100%
67 | Industrial Bio fuel Boiler | 2043 | 0 | 1000000 | 100% | 100% | 100% | 100% | 100% | 100% | 100%
67 | Industrial Bio fuel Boiler | 2044 | 0 | 1000000 | 100% | 100% | 100% | 100% | 100% | 100% | 100%
67 | Industrial Bio fuel Boiler | 2045 | 0 | 1000000 | 100% | 100% | 100% | 100% | 100% | 100% | 100%
67 | Industrial Bio fuel Boiler | 2046 | 0 | 1000000 | 100% | 100% | 100% | 100% | 100% | 100% | 100%
67 | Industrial Bio fuel Boiler | 2047 | 0 | 1000000 | 100% | 100% | 100% | 100% | 100% | 100% | 100%
67 | Industrial Bio fuel Boiler | 2048 | 0 | 1000000 | 100% | 100% | 100% | 100% | 100% | 100% | 100%
67 | Industrial Bio fuel Boiler | 2049 | 0 | 1000000 | 100% | 100% | 100% | 100% | 100% | 100% | 100%
67 | Industrial Bio fuel Boiler | 2050 | 0 | 1000000 | 100% | 100% | 100% | 100% | 100% | 100% | 100%
68 | Industrial Bio fuel Furnace | 2020 | 0 | 1000000 | 100% | 100% | 100% | 100% | 100% | 100% | 100%
68 | Industrial Bio fuel Furnace | 2021 | 0 | 1000000 | 100% | 100% | 100% | 100% | 100% | 100% | 100%
68 | Industrial Bio fuel Furnace | 2022 | 0 | 1000000 | 100% | 100% | 100% | 100% | 100% | 100% | 100%
68 | Industrial Bio fuel Furnace | 2023 | 0 | 1000000 | 100% | 100% | 100% | 100% | 100% | 100% | 100%
68 | Industrial Bio fuel Furnace | 2024 | 0 | 1000000 | 100% | 100% | 100% | 100% | 100% | 100% | 100%
68 | Industrial Bio fuel Furnace | 2025 | 0 | 1000000 | 100% | 100% | 100% | 100% | 100% | 100% | 100%
68 | Industrial Bio fuel Furnace | 2026 | 0 | 1000000 | 100% | 100% | 100% | 100% | 100% | 100% | 100%
68 | Industrial Bio fuel Furnace | 2027 | 0 | 1000000 | 100% | 100% | 100% | 100% | 100% | 100% | 100%
68 | Industrial Bio fuel Furnace | 2028 | 0 | 1000000 | 100% | 100% | 100% | 100% | 100% | 100% | 100%
68 | Industrial Bio fuel Furnace | 2029 | 0 | 1000000 | 100% | 100% | 100% | 100% | 100% | 100% | 100%
68 | Industrial Bio fuel Furnace | 2030 | 0 | 1000000 | 100% | 100% | 100% | 100% | 100% | 100% | 100%
68 | Industrial Bio fuel Furnace | 2031 | 0 | 1000000 | 100% | 100% | 100% | 100% | 100% | 100% | 100%
68 | Industrial Bio fuel Furnace | 2032 | 0 | 1000000 | 100% | 100% | 100% | 100% | 100% | 100% | 100%
68 | Industrial Bio fuel Furnace | 2033 | 0 | 1000000 | 100% | 100% | 100% | 100% | 100% | 100% | 100%
68 | Industrial Bio fuel Furnace | 2034 | 0 | 1000000 | 100% | 100% | 100% | 100% | 100% | 100% | 100%
68 | Industrial Bio fuel Furnace | 2035 | 0 | 1000000 | 100% | 100% | 100% | 100% | 100% | 100% | 100%
68 | Industrial Bio fuel Furnace | 2036 | 0 | 1000000 | 100% | 100% | 100% | 100% | 100% | 100% | 100%
68 | Industrial Bio fuel Furnace | 2037 | 0 | 1000000 | 100% | 100% | 100% | 100% | 100% | 100% | 100%
68 | Industrial Bio fuel Furnace | 2038 | 0 | 1000000 | 100% | 100% | 100% | 100% | 100% | 100% | 100%
68 | Industrial Bio fuel Furnace | 2039 | 0 | 1000000 | 100% | 100% | 100% | 100% | 100% | 100% | 100%
68 | Industrial Bio fuel Furnace | 2040 | 0 | 1000000 | 100% | 100% | 100% | 100% | 100% | 100% | 100%
68 | Industrial Bio fuel Furnace | 2041 | 0 | 1000000 | 100% | 100% | 100% | 100% | 100% | 100% | 100%
68 | Industrial Bio fuel Furnace | 2042 | 0 | 1000000 | 100% | 100% | 100% | 100% | 100% | 100% | 100%
68 | Industrial Bio fuel Furnace | 2043 | 0 | 1000000 | 100% | 100% | 100% | 100% | 100% | 100% | 100%
68 | Industrial Bio fuel Furnace | 2044 | 0 | 1000000 | 100% | 100% | 100% | 100% | 100% | 100% | 100%
68 | Industrial Bio fuel Furnace | 2045 | 0 | 1000000 | 100% | 100% | 100% | 100% | 100% | 100% | 100%
68 | Industrial Bio fuel Furnace | 2046 | 0 | 1000000 | 100% | 100% | 100% | 100% | 100% | 100% | 100%
68 | Industrial Bio fuel Furnace | 2047 | 0 | 1000000 | 100% | 100% | 100% | 100% | 100% | 100% | 100%
68 | Industrial Bio fuel Furnace | 2048 | 0 | 1000000 | 100% | 100% | 100% | 100% | 100% | 100% | 100%
68 | Industrial Bio fuel Furnace | 2049 | 0 | 1000000 | 100% | 100% | 100% | 100% | 100% | 100% | 100%
68 | Industrial Bio fuel Furnace | 2050 | 0 | 1000000 | 100% | 100% | 100% | 100% | 100% | 100% | 100%
69 | Industrial Bio fuel Dryer | 2020 | 0 | 1000000 | 100% | 100% | 100% | 100% | 100% | 100% | 100%
69 | Industrial Bio fuel Dryer | 2021 | 0 | 1000000 | 100% | 100% | 100% | 100% | 100% | 100% | 100%
69 | Industrial Bio fuel Dryer | 2022 | 0 | 1000000 | 100% | 100% | 100% | 100% | 100% | 100% | 100%
69 | Industrial Bio fuel Dryer | 2023 | 0 | 1000000 | 100% | 100% | 100% | 100% | 100% | 100% | 100%
69 | Industrial Bio fuel Dryer | 2024 | 0 | 1000000 | 100% | 100% | 100% | 100% | 100% | 100% | 100%
69 | Industrial Bio fuel Dryer | 2025 | 0 | 1000000 | 100% | 100% | 100% | 100% | 100% | 100% | 100%
69 | Industrial Bio fuel Dryer | 2026 | 0 | 1000000 | 100% | 100% | 100% | 100% | 100% | 100% | 100%
69 | Industrial Bio fuel Dryer | 2027 | 0 | 1000000 | 100% | 100% | 100% | 100% | 100% | 100% | 100%
69 | Industrial Bio fuel Dryer | 2028 | 0 | 1000000 | 100% | 100% | 100% | 100% | 100% | 100% | 100%
69 | Industrial Bio fuel Dryer | 2029 | 0 | 1000000 | 100% | 100% | 100% | 100% | 100% | 100% | 100%
69 | Industrial Bio fuel Dryer | 2030 | 0 | 1000000 | 100% | 100% | 100% | 100% | 100% | 100% | 100%
69 | Industrial Bio fuel Dryer | 2031 | 0 | 1000000 | 100% | 100% | 100% | 100% | 100% | 100% | 100%
69 | Industrial Bio fuel Dryer | 2032 | 0 | 1000000 | 100% | 100% | 100% | 100% | 100% | 100% | 100%
69 | Industrial Bio fuel Dryer | 2033 | 0 | 1000000 | 100% | 100% | 100% | 100% | 100% | 100% | 100%
69 | Industrial Bio fuel Dryer | 2034 | 0 | 1000000 | 100% | 100% | 100% | 100% | 100% | 100% | 100%
69 | Industrial Bio fuel Dryer | 2035 | 0 | 1000000 | 100% | 100% | 100% | 100% | 100% | 100% | 100%
69 | Industrial Bio fuel Dryer | 2036 | 0 | 1000000 | 100% | 100% | 100% | 100% | 100% | 100% | 100%
69 | Industrial Bio fuel Dryer | 2037 | 0 | 1000000 | 100% | 100% | 100% | 100% | 100% | 100% | 100%
69 | Industrial Bio fuel Dryer | 2038 | 0 | 1000000 | 100% | 100% | 100% | 100% | 100% | 100% | 100%
69 | Industrial Bio fuel Dryer | 2039 | 0 | 1000000 | 100% | 100% | 100% | 100% | 100% | 100% | 100%
69 | Industrial Bio fuel Dryer | 2040 | 0 | 1000000 | 100% | 100% | 100% | 100% | 100% | 100% | 100%
69 | Industrial Bio fuel Dryer | 2041 | 0 | 1000000 | 100% | 100% | 100% | 100% | 100% | 100% | 100%
69 | Industrial Bio fuel Dryer | 2042 | 0 | 1000000 | 100% | 100% | 100% | 100% | 100% | 100% | 100%
69 | Industrial Bio fuel Dryer | 2043 | 0 | 1000000 | 100% | 100% | 100% | 100% | 100% | 100% | 100%
69 | Industrial Bio fuel Dryer | 2044 | 0 | 1000000 | 100% | 100% | 100% | 100% | 100% | 100% | 100%
69 | Industrial Bio fuel Dryer | 2045 | 0 | 1000000 | 100% | 100% | 100% | 100% | 100% | 100% | 100%
69 | Industrial Bio fuel Dryer | 2046 | 0 | 1000000 | 100% | 100% | 100% | 100% | 100% | 100% | 100%
69 | Industrial Bio fuel Dryer | 2047 | 0 | 1000000 | 100% | 100% | 100% | 100% | 100% | 100% | 100%
69 | Industrial Bio fuel Dryer | 2048 | 0 | 1000000 | 100% | 100% | 100% | 100% | 100% | 100% | 100%
69 | Industrial Bio fuel Dryer | 2049 | 0 | 1000000 | 100% | 100% | 100% | 100% | 100% | 100% | 100%
69 | Industrial Bio fuel Dryer | 2050 | 0 | 1000000 | 100% | 100% | 100% | 100% | 100% | 100% | 100%
70 | Industrial Bio fuel Oven | 2020 | 0 | 1000000 | 100% | 100% | 100% | 100% | 100% | 100% | 100%
70 | Industrial Bio fuel Oven | 2021 | 0 | 1000000 | 100% | 100% | 100% | 100% | 100% | 100% | 100%
70 | Industrial Bio fuel Oven | 2022 | 0 | 1000000 | 100% | 100% | 100% | 100% | 100% | 100% | 100%
70 | Industrial Bio fuel Oven | 2023 | 0 | 1000000 | 100% | 100% | 100% | 100% | 100% | 100% | 100%
70 | Industrial Bio fuel Oven | 2024 | 0 | 1000000 | 100% | 100% | 100% | 100% | 100% | 100% | 100%
70 | Industrial Bio fuel Oven | 2025 | 0 | 1000000 | 100% | 100% | 100% | 100% | 100% | 100% | 100%
70 | Industrial Bio fuel Oven | 2026 | 0 | 1000000 | 100% | 100% | 100% | 100% | 100% | 100% | 100%
70 | Industrial Bio fuel Oven | 2027 | 0 | 1000000 | 100% | 100% | 100% | 100% | 100% | 100% | 100%
70 | Industrial Bio fuel Oven | 2028 | 0 | 1000000 | 100% | 100% | 100% | 100% | 100% | 100% | 100%
70 | Industrial Bio fuel Oven | 2029 | 0 | 1000000 | 100% | 100% | 100% | 100% | 100% | 100% | 100%
70 | Industrial Bio fuel Oven | 2030 | 0 | 1000000 | 100% | 100% | 100% | 100% | 100% | 100% | 100%
70 | Industrial Bio fuel Oven | 2031 | 0 | 1000000 | 100% | 100% | 100% | 100% | 100% | 100% | 100%
70 | Industrial Bio fuel Oven | 2032 | 0 | 1000000 | 100% | 100% | 100% | 100% | 100% | 100% | 100%
70 | Industrial Bio fuel Oven | 2033 | 0 | 1000000 | 100% | 100% | 100% | 100% | 100% | 100% | 100%
70 | Industrial Bio fuel Oven | 2034 | 0 | 1000000 | 100% | 100% | 100% | 100% | 100% | 100% | 100%
70 | Industrial Bio fuel Oven | 2035 | 0 | 1000000 | 100% | 100% | 100% | 100% | 100% | 100% | 100%
70 | Industrial Bio fuel Oven | 2036 | 0 | 1000000 | 100% | 100% | 100% | 100% | 100% | 100% | 100%
70 | Industrial Bio fuel Oven | 2037 | 0 | 1000000 | 100% | 100% | 100% | 100% | 100% | 100% | 100%
70 | Industrial Bio fuel Oven | 2038 | 0 | 1000000 | 100% | 100% | 100% | 100% | 100% | 100% | 100%
70 | Industrial Bio fuel Oven | 2039 | 0 | 1000000 | 100% | 100% | 100% | 100% | 100% | 100% | 100%
70 | Industrial Bio fuel Oven | 2040 | 0 | 1000000 | 100% | 100% | 100% | 100% | 100% | 100% | 100%
70 | Industrial Bio fuel Oven | 2041 | 0 | 1000000 | 100% | 100% | 100% | 100% | 100% | 100% | 100%
70 | Industrial Bio fuel Oven | 2042 | 0 | 1000000 | 100% | 100% | 100% | 100% | 100% | 100% | 100%
70 | Industrial Bio fuel Oven | 2043 | 0 | 1000000 | 100% | 100% | 100% | 100% | 100% | 100% | 100%
70 | Industrial Bio fuel Oven | 2044 | 0 | 1000000 | 100% | 100% | 100% | 100% | 100% | 100% | 100%
70 | Industrial Bio fuel Oven | 2045 | 0 | 1000000 | 100% | 100% | 100% | 100% | 100% | 100% | 100%
70 | Industrial Bio fuel Oven | 2046 | 0 | 1000000 | 100% | 100% | 100% | 100% | 100% | 100% | 100%
70 | Industrial Bio fuel Oven | 2047 | 0 | 1000000 | 100% | 100% | 100% | 100% | 100% | 100% | 100%
70 | Industrial Bio fuel Oven | 2048 | 0 | 1000000 | 100% | 100% | 100% | 100% | 100% | 100% | 100%
70 | Industrial Bio fuel Oven | 2049 | 0 | 1000000 | 100% | 100% | 100% | 100% | 100% | 100% | 100%
70 | Industrial Bio fuel Oven | 2050 | 0 | 1000000 | 100% | 100% | 100% | 100% | 100% | 100% | 100%
71 | Industrial Bio fuel CHP | 2020 | 0 | 1000000 | 100% | 100% | 100% | 100% | 100% | 100% | 100%
71 | Industrial Bio fuel CHP | 2021 | 0 | 1000000 | 100% | 100% | 100% | 100% | 100% | 100% | 100%
71 | Industrial Bio fuel CHP | 2022 | 0 | 1000000 | 100% | 100% | 100% | 100% | 100% | 100% | 100%
71 | Industrial Bio fuel CHP | 2023 | 0 | 1000000 | 100% | 100% | 100% | 100% | 100% | 100% | 100%
71 | Industrial Bio fuel CHP | 2024 | 0 | 1000000 | 100% | 100% | 100% | 100% | 100% | 100% | 100%
71 | Industrial Bio fuel CHP | 2025 | 0 | 1000000 | 100% | 100% | 100% | 100% | 100% | 100% | 100%
71 | Industrial Bio fuel CHP | 2026 | 0 | 1000000 | 100% | 100% | 100% | 100% | 100% | 100% | 100%
71 | Industrial Bio fuel CHP | 2027 | 0 | 1000000 | 100% | 100% | 100% | 100% | 100% | 100% | 100%
71 | Industrial Bio fuel CHP | 2028 | 0 | 1000000 | 100% | 100% | 100% | 100% | 100% | 100% | 100%
71 | Industrial Bio fuel CHP | 2029 | 0 | 1000000 | 100% | 100% | 100% | 100% | 100% | 100% | 100%
71 | Industrial Bio fuel CHP | 2030 | 0 | 1000000 | 100% | 100% | 100% | 100% | 100% | 100% | 100%
71 | Industrial Bio fuel CHP | 2031 | 0 | 1000000 | 100% | 100% | 100% | 100% | 100% | 100% | 100%
71 | Industrial Bio fuel CHP | 2032 | 0 | 1000000 | 100% | 100% | 100% | 100% | 100% | 100% | 100%
71 | Industrial Bio fuel CHP | 2033 | 0 | 1000000 | 100% | 100% | 100% | 100% | 100% | 100% | 100%
71 | Industrial Bio fuel CHP | 2034 | 0 | 1000000 | 100% | 100% | 100% | 100% | 100% | 100% | 100%
71 | Industrial Bio fuel CHP | 2035 | 0 | 1000000 | 100% | 100% | 100% | 100% | 100% | 100% | 100%
71 | Industrial Bio fuel CHP | 2036 | 0 | 1000000 | 100% | 100% | 100% | 100% | 100% | 100% | 100%
71 | Industrial Bio fuel CHP | 2037 | 0 | 1000000 | 100% | 100% | 100% | 100% | 100% | 100% | 100%
71 | Industrial Bio fuel CHP | 2038 | 0 | 1000000 | 100% | 100% | 100% | 100% | 100% | 100% | 100%
71 | Industrial Bio fuel CHP | 2039 | 0 | 1000000 | 100% | 100% | 100% | 100% | 100% | 100% | 100%
71 | Industrial Bio fuel CHP | 2040 | 0 | 1000000 | 100% | 100% | 100% | 100% | 100% | 100% | 100%
71 | Industrial Bio fuel CHP | 2041 | 0 | 1000000 | 100% | 100% | 100% | 100% | 100% | 100% | 100%
71 | Industrial Bio fuel CHP | 2042 | 0 | 1000000 | 100% | 100% | 100% | 100% | 100% | 100% | 100%
71 | Industrial Bio fuel CHP | 2043 | 0 | 1000000 | 100% | 100% | 100% | 100% | 100% | 100% | 100%
71 | Industrial Bio fuel CHP | 2044 | 0 | 1000000 | 100% | 100% | 100% | 100% | 100% | 100% | 100%
71 | Industrial Bio fuel CHP | 2045 | 0 | 1000000 | 100% | 100% | 100% | 100% | 100% | 100% | 100%
71 | Industrial Bio fuel CHP | 2046 | 0 | 1000000 | 100% | 100% | 100% | 100% | 100% | 100% | 100%
71 | Industrial Bio fuel CHP | 2047 | 0 | 1000000 | 100% | 100% | 100% | 100% | 100% | 100% | 100%
71 | Industrial Bio fuel CHP | 2048 | 0 | 1000000 | 100% | 100% | 100% | 100% | 100% | 100% | 100%
71 | Industrial Bio fuel CHP | 2049 | 0 | 1000000 | 100% | 100% | 100% | 100% | 100% | 100% | 100%
71 | Industrial Bio fuel CHP | 2050 | 0 | 1000000 | 100% | 100% | 100% | 100% | 100% | 100% | 100%
72 | Industrial Solid Fuels Cement/Lime Kiln | 2020 | 0 | 1000000 | 100% | 100% | 100% | 100% | 100% | 100% | 100%
72 | Industrial Solid Fuels Cement/Lime Kiln | 2021 | 0 | 1000000 | 100% | 100% | 100% | 100% | 100% | 100% | 100%
72 | Industrial Solid Fuels Cement/Lime Kiln | 2022 | 0 | 1000000 | 100% | 100% | 100% | 100% | 100% | 100% | 100%
72 | Industrial Solid Fuels Cement/Lime Kiln | 2023 | 0 | 1000000 | 100% | 100% | 100% | 100% | 100% | 100% | 100%
72 | Industrial Solid Fuels Cement/Lime Kiln | 2024 | 0 | 1000000 | 100% | 100% | 100% | 100% | 100% | 100% | 100%
72 | Industrial Solid Fuels Cement/Lime Kiln | 2025 | 0 | 1000000 | 100% | 100% | 100% | 100% | 100% | 100% | 100%
72 | Industrial Solid Fuels Cement/Lime Kiln | 2026 | 0 | 1000000 | 100% | 100% | 100% | 100% | 100% | 100% | 100%
72 | Industrial Solid Fuels Cement/Lime Kiln | 2027 | 0 | 1000000 | 100% | 100% | 100% | 100% | 100% | 100% | 100%
72 | Industrial Solid Fuels Cement/Lime Kiln | 2028 | 0 | 1000000 | 100% | 100% | 100% | 100% | 100% | 100% | 100%
72 | Industrial Solid Fuels Cement/Lime Kiln | 2029 | 0 | 1000000 | 100% | 100% | 100% | 100% | 100% | 100% | 100%
72 | Industrial Solid Fuels Cement/Lime Kiln | 2030 | 0 | 1000000 | 100% | 100% | 100% | 100% | 100% | 100% | 100%
72 | Industrial Solid Fuels Cement/Lime Kiln | 2031 | 0 | 1000000 | 100% | 100% | 100% | 100% | 100% | 100% | 100%
72 | Industrial Solid Fuels Cement/Lime Kiln | 2032 | 0 | 1000000 | 100% | 100% | 100% | 100% | 100% | 100% | 100%
72 | Industrial Solid Fuels Cement/Lime Kiln | 2033 | 0 | 1000000 | 100% | 100% | 100% | 100% | 100% | 100% | 100%
72 | Industrial Solid Fuels Cement/Lime Kiln | 2034 | 0 | 1000000 | 100% | 100% | 100% | 100% | 100% | 100% | 100%
72 | Industrial Solid Fuels Cement/Lime Kiln | 2035 | 0 | 1000000 | 100% | 100% | 100% | 100% | 100% | 100% | 100%
72 | Industrial Solid Fuels Cement/Lime Kiln | 2036 | 0 | 1000000 | 100% | 100% | 100% | 100% | 100% | 100% | 100%
72 | Industrial Solid Fuels Cement/Lime Kiln | 2037 | 0 | 1000000 | 100% | 100% | 100% | 100% | 100% | 100% | 100%
72 | Industrial Solid Fuels Cement/Lime Kiln | 2038 | 0 | 1000000 | 100% | 100% | 100% | 100% | 100% | 100% | 100%
72 | Industrial Solid Fuels Cement/Lime Kiln | 2039 | 0 | 1000000 | 100% | 100% | 100% | 100% | 100% | 100% | 100%
72 | Industrial Solid Fuels Cement/Lime Kiln | 2040 | 0 | 1000000 | 100% | 100% | 100% | 100% | 100% | 100% | 100%
72 | Industrial Solid Fuels Cement/Lime Kiln | 2041 | 0 | 1000000 | 100% | 100% | 100% | 100% | 100% | 100% | 100%
72 | Industrial Solid Fuels Cement/Lime Kiln | 2042 | 0 | 1000000 | 100% | 100% | 100% | 100% | 100% | 100% | 100%
72 | Industrial Solid Fuels Cement/Lime Kiln | 2043 | 0 | 1000000 | 100% | 100% | 100% | 100% | 100% | 100% | 100%
72 | Industrial Solid Fuels Cement/Lime Kiln | 2044 | 0 | 1000000 | 100% | 100% | 100% | 100% | 100% | 100% | 100%
72 | Industrial Solid Fuels Cement/Lime Kiln | 2045 | 0 | 1000000 | 100% | 100% | 100% | 100% | 100% | 100% | 100%
72 | Industrial Solid Fuels Cement/Lime Kiln | 2046 | 0 | 1000000 | 100% | 100% | 100% | 100% | 100% | 100% | 100%
72 | Industrial Solid Fuels Cement/Lime Kiln | 2047 | 0 | 1000000 | 100% | 100% | 100% | 100% | 100% | 100% | 100%
72 | Industrial Solid Fuels Cement/Lime Kiln | 2048 | 0 | 1000000 | 100% | 100% | 100% | 100% | 100% | 100% | 100%
72 | Industrial Solid Fuels Cement/Lime Kiln | 2049 | 0 | 1000000 | 100% | 100% | 100% | 100% | 100% | 100% | 100%
72 | Industrial Solid Fuels Cement/Lime Kiln | 2050 | 0 | 1000000 | 100% | 100% | 100% | 100% | 100% | 100% | 100%
73 | Industrial Solid Fuels Other Kiln | 2020 | 0 | 1000000 | 100% | 100% | 100% | 100% | 100% | 100% | 100%
73 | Industrial Solid Fuels Other Kiln | 2021 | 0 | 1000000 | 100% | 100% | 100% | 100% | 100% | 100% | 100%
73 | Industrial Solid Fuels Other Kiln | 2022 | 0 | 1000000 | 100% | 100% | 100% | 100% | 100% | 100% | 100%
73 | Industrial Solid Fuels Other Kiln | 2023 | 0 | 1000000 | 100% | 100% | 100% | 100% | 100% | 100% | 100%
73 | Industrial Solid Fuels Other Kiln | 2024 | 0 | 1000000 | 100% | 100% | 100% | 100% | 100% | 100% | 100%
73 | Industrial Solid Fuels Other Kiln | 2025 | 0 | 1000000 | 100% | 100% | 100% | 100% | 100% | 100% | 100%
73 | Industrial Solid Fuels Other Kiln | 2026 | 0 | 1000000 | 100% | 100% | 100% | 100% | 100% | 100% | 100%
73 | Industrial Solid Fuels Other Kiln | 2027 | 0 | 1000000 | 100% | 100% | 100% | 100% | 100% | 100% | 100%
73 | Industrial Solid Fuels Other Kiln | 2028 | 0 | 1000000 | 100% | 100% | 100% | 100% | 100% | 100% | 100%
73 | Industrial Solid Fuels Other Kiln | 2029 | 0 | 1000000 | 100% | 100% | 100% | 100% | 100% | 100% | 100%
73 | Industrial Solid Fuels Other Kiln | 2030 | 0 | 1000000 | 100% | 100% | 100% | 100% | 100% | 100% | 100%
73 | Industrial Solid Fuels Other Kiln | 2031 | 0 | 1000000 | 100% | 100% | 100% | 100% | 100% | 100% | 100%
73 | Industrial Solid Fuels Other Kiln | 2032 | 0 | 1000000 | 100% | 100% | 100% | 100% | 100% | 100% | 100%
73 | Industrial Solid Fuels Other Kiln | 2033 | 0 | 1000000 | 100% | 100% | 100% | 100% | 100% | 100% | 100%
73 | Industrial Solid Fuels Other Kiln | 2034 | 0 | 1000000 | 100% | 100% | 100% | 100% | 100% | 100% | 100%
73 | Industrial Solid Fuels Other Kiln | 2035 | 0 | 1000000 | 100% | 100% | 100% | 100% | 100% | 100% | 100%
73 | Industrial Solid Fuels Other Kiln | 2036 | 0 | 1000000 | 100% | 100% | 100% | 100% | 100% | 100% | 100%
73 | Industrial Solid Fuels Other Kiln | 2037 | 0 | 1000000 | 100% | 100% | 100% | 100% | 100% | 100% | 100%
73 | Industrial Solid Fuels Other Kiln | 2038 | 0 | 1000000 | 100% | 100% | 100% | 100% | 100% | 100% | 100%
73 | Industrial Solid Fuels Other Kiln | 2039 | 0 | 1000000 | 100% | 100% | 100% | 100% | 100% | 100% | 100%
73 | Industrial Solid Fuels Other Kiln | 2040 | 0 | 1000000 | 100% | 100% | 100% | 100% | 100% | 100% | 100%
73 | Industrial Solid Fuels Other Kiln | 2041 | 0 | 1000000 | 100% | 100% | 100% | 100% | 100% | 100% | 100%
73 | Industrial Solid Fuels Other Kiln | 2042 | 0 | 1000000 | 100% | 100% | 100% | 100% | 100% | 100% | 100%
73 | Industrial Solid Fuels Other Kiln | 2043 | 0 | 1000000 | 100% | 100% | 100% | 100% | 100% | 100% | 100%
73 | Industrial Solid Fuels Other Kiln | 2044 | 0 | 1000000 | 100% | 100% | 100% | 100% | 100% | 100% | 100%
73 | Industrial Solid Fuels Other Kiln | 2045 | 0 | 1000000 | 100% | 100% | 100% | 100% | 100% | 100% | 100%
73 | Industrial Solid Fuels Other Kiln | 2046 | 0 | 1000000 | 100% | 100% | 100% | 100% | 100% | 100% | 100%
73 | Industrial Solid Fuels Other Kiln | 2047 | 0 | 1000000 | 100% | 100% | 100% | 100% | 100% | 100% | 100%
73 | Industrial Solid Fuels Other Kiln | 2048 | 0 | 1000000 | 100% | 100% | 100% | 100% | 100% | 100% | 100%
73 | Industrial Solid Fuels Other Kiln | 2049 | 0 | 1000000 | 100% | 100% | 100% | 100% | 100% | 100% | 100%
73 | Industrial Solid Fuels Other Kiln | 2050 | 0 | 1000000 | 100% | 100% | 100% | 100% | 100% | 100% | 100%
74 | Industrial Solid Fuels Boiler | 2020 | 0 | 1000000 | 100% | 100% | 100% | 100% | 100% | 100% | 100%
74 | Industrial Solid Fuels Boiler | 2021 | 0 | 1000000 | 100% | 100% | 100% | 100% | 100% | 100% | 100%
74 | Industrial Solid Fuels Boiler | 2022 | 0 | 1000000 | 100% | 100% | 100% | 100% | 100% | 100% | 100%
74 | Industrial Solid Fuels Boiler | 2023 | 0 | 1000000 | 100% | 100% | 100% | 100% | 100% | 100% | 100%
74 | Industrial Solid Fuels Boiler | 2024 | 0 | 1000000 | 100% | 100% | 100% | 100% | 100% | 100% | 100%
74 | Industrial Solid Fuels Boiler | 2025 | 0 | 1000000 | 100% | 100% | 100% | 100% | 100% | 100% | 100%
74 | Industrial Solid Fuels Boiler | 2026 | 0 | 1000000 | 100% | 100% | 100% | 100% | 100% | 100% | 100%
74 | Industrial Solid Fuels Boiler | 2027 | 0 | 1000000 | 100% | 100% | 100% | 100% | 100% | 100% | 100%
74 | Industrial Solid Fuels Boiler | 2028 | 0 | 1000000 | 100% | 100% | 100% | 100% | 100% | 100% | 100%
74 | Industrial Solid Fuels Boiler | 2029 | 0 | 1000000 | 100% | 100% | 100% | 100% | 100% | 100% | 100%
74 | Industrial Solid Fuels Boiler | 2030 | 0 | 1000000 | 100% | 100% | 100% | 100% | 100% | 100% | 100%
74 | Industrial Solid Fuels Boiler | 2031 | 0 | 1000000 | 100% | 100% | 100% | 100% | 100% | 100% | 100%
74 | Industrial Solid Fuels Boiler | 2032 | 0 | 1000000 | 100% | 100% | 100% | 100% | 100% | 100% | 100%
74 | Industrial Solid Fuels Boiler | 2033 | 0 | 1000000 | 100% | 100% | 100% | 100% | 100% | 100% | 100%
74 | Industrial Solid Fuels Boiler | 2034 | 0 | 1000000 | 100% | 100% | 100% | 100% | 100% | 100% | 100%
74 | Industrial Solid Fuels Boiler | 2035 | 0 | 1000000 | 100% | 100% | 100% | 100% | 100% | 100% | 100%
74 | Industrial Solid Fuels Boiler | 2036 | 0 | 1000000 | 100% | 100% | 100% | 100% | 100% | 100% | 100%
74 | Industrial Solid Fuels Boiler | 2037 | 0 | 1000000 | 100% | 100% | 100% | 100% | 100% | 100% | 100%
74 | Industrial Solid Fuels Boiler | 2038 | 0 | 1000000 | 100% | 100% | 100% | 100% | 100% | 100% | 100%
74 | Industrial Solid Fuels Boiler | 2039 | 0 | 1000000 | 100% | 100% | 100% | 100% | 100% | 100% | 100%
74 | Industrial Solid Fuels Boiler | 2040 | 0 | 1000000 | 100% | 100% | 100% | 100% | 100% | 100% | 100%
74 | Industrial Solid Fuels Boiler | 2041 | 0 | 1000000 | 100% | 100% | 100% | 100% | 100% | 100% | 100%
74 | Industrial Solid Fuels Boiler | 2042 | 0 | 1000000 | 100% | 100% | 100% | 100% | 100% | 100% | 100%
74 | Industrial Solid Fuels Boiler | 2043 | 0 | 1000000 | 100% | 100% | 100% | 100% | 100% | 100% | 100%
74 | Industrial Solid Fuels Boiler | 2044 | 0 | 1000000 | 100% | 100% | 100% | 100% | 100% | 100% | 100%
74 | Industrial Solid Fuels Boiler | 2045 | 0 | 1000000 | 100% | 100% | 100% | 100% | 100% | 100% | 100%
74 | Industrial Solid Fuels Boiler | 2046 | 0 | 1000000 | 100% | 100% | 100% | 100% | 100% | 100% | 100%
74 | Industrial Solid Fuels Boiler | 2047 | 0 | 1000000 | 100% | 100% | 100% | 100% | 100% | 100% | 100%
74 | Industrial Solid Fuels Boiler | 2048 | 0 | 1000000 | 100% | 100% | 100% | 100% | 100% | 100% | 100%
74 | Industrial Solid Fuels Boiler | 2049 | 0 | 1000000 | 100% | 100% | 100% | 100% | 100% | 100% | 100%
74 | Industrial Solid Fuels Boiler | 2050 | 0 | 1000000 | 100% | 100% | 100% | 100% | 100% | 100% | 100%
75 | Industrial Solid Fuels Furnace | 2020 | 0 | 1000000 | 100% | 100% | 100% | 100% | 100% | 100% | 100%
75 | Industrial Solid Fuels Furnace | 2021 | 0 | 1000000 | 100% | 100% | 100% | 100% | 100% | 100% | 100%
75 | Industrial Solid Fuels Furnace | 2022 | 0 | 1000000 | 100% | 100% | 100% | 100% | 100% | 100% | 100%
75 | Industrial Solid Fuels Furnace | 2023 | 0 | 1000000 | 100% | 100% | 100% | 100% | 100% | 100% | 100%
75 | Industrial Solid Fuels Furnace | 2024 | 0 | 1000000 | 100% | 100% | 100% | 100% | 100% | 100% | 100%
75 | Industrial Solid Fuels Furnace | 2025 | 0 | 1000000 | 100% | 100% | 100% | 100% | 100% | 100% | 100%
75 | Industrial Solid Fuels Furnace | 2026 | 0 | 1000000 | 100% | 100% | 100% | 100% | 100% | 100% | 100%
75 | Industrial Solid Fuels Furnace | 2027 | 0 | 1000000 | 100% | 100% | 100% | 100% | 100% | 100% | 100%
75 | Industrial Solid Fuels Furnace | 2028 | 0 | 1000000 | 100% | 100% | 100% | 100% | 100% | 100% | 100%
75 | Industrial Solid Fuels Furnace | 2029 | 0 | 1000000 | 100% | 100% | 100% | 100% | 100% | 100% | 100%
75 | Industrial Solid Fuels Furnace | 2030 | 0 | 1000000 | 100% | 100% | 100% | 100% | 100% | 100% | 100%
75 | Industrial Solid Fuels Furnace | 2031 | 0 | 1000000 | 100% | 100% | 100% | 100% | 100% | 100% | 100%
75 | Industrial Solid Fuels Furnace | 2032 | 0 | 1000000 | 100% | 100% | 100% | 100% | 100% | 100% | 100%
75 | Industrial Solid Fuels Furnace | 2033 | 0 | 1000000 | 100% | 100% | 100% | 100% | 100% | 100% | 100%
75 | Industrial Solid Fuels Furnace | 2034 | 0 | 1000000 | 100% | 100% | 100% | 100% | 100% | 100% | 100%
75 | Industrial Solid Fuels Furnace | 2035 | 0 | 1000000 | 100% | 100% | 100% | 100% | 100% | 100% | 100%
75 | Industrial Solid Fuels Furnace | 2036 | 0 | 1000000 | 100% | 100% | 100% | 100% | 100% | 100% | 100%
75 | Industrial Solid Fuels Furnace | 2037 | 0 | 1000000 | 100% | 100% | 100% | 100% | 100% | 100% | 100%
75 | Industrial Solid Fuels Furnace | 2038 | 0 | 1000000 | 100% | 100% | 100% | 100% | 100% | 100% | 100%
75 | Industrial Solid Fuels Furnace | 2039 | 0 | 1000000 | 100% | 100% | 100% | 100% | 100% | 100% | 100%
75 | Industrial Solid Fuels Furnace | 2040 | 0 | 1000000 | 100% | 100% | 100% | 100% | 100% | 100% | 100%
75 | Industrial Solid Fuels Furnace | 2041 | 0 | 1000000 | 100% | 100% | 100% | 100% | 100% | 100% | 100%
75 | Industrial Solid Fuels Furnace | 2042 | 0 | 1000000 | 100% | 100% | 100% | 100% | 100% | 100% | 100%
75 | Industrial Solid Fuels Furnace | 2043 | 0 | 1000000 | 100% | 100% | 100% | 100% | 100% | 100% | 100%
75 | Industrial Solid Fuels Furnace | 2044 | 0 | 1000000 | 100% | 100% | 100% | 100% | 100% | 100% | 100%
75 | Industrial Solid Fuels Furnace | 2045 | 0 | 1000000 | 100% | 100% | 100% | 100% | 100% | 100% | 100%
75 | Industrial Solid Fuels Furnace | 2046 | 0 | 1000000 | 100% | 100% | 100% | 100% | 100% | 100% | 100%
75 | Industrial Solid Fuels Furnace | 2047 | 0 | 1000000 | 100% | 100% | 100% | 100% | 100% | 100% | 100%
75 | Industrial Solid Fuels Furnace | 2048 | 0 | 1000000 | 100% | 100% | 100% | 100% | 100% | 100% | 100%
75 | Industrial Solid Fuels Furnace | 2049 | 0 | 1000000 | 100% | 100% | 100% | 100% | 100% | 100% | 100%
75 | Industrial Solid Fuels Furnace | 2050 | 0 | 1000000 | 100% | 100% | 100% | 100% | 100% | 100% | 100%
76 | Industrial Solid Fuels Dryer | 2020 | 0 | 1000000 | 100% | 100% | 100% | 100% | 100% | 100% | 100%
76 | Industrial Solid Fuels Dryer | 2021 | 0 | 1000000 | 100% | 100% | 100% | 100% | 100% | 100% | 100%
76 | Industrial Solid Fuels Dryer | 2022 | 0 | 1000000 | 100% | 100% | 100% | 100% | 100% | 100% | 100%
76 | Industrial Solid Fuels Dryer | 2023 | 0 | 1000000 | 100% | 100% | 100% | 100% | 100% | 100% | 100%
76 | Industrial Solid Fuels Dryer | 2024 | 0 | 1000000 | 100% | 100% | 100% | 100% | 100% | 100% | 100%
76 | Industrial Solid Fuels Dryer | 2025 | 0 | 1000000 | 100% | 100% | 100% | 100% | 100% | 100% | 100%
76 | Industrial Solid Fuels Dryer | 2026 | 0 | 1000000 | 100% | 100% | 100% | 100% | 100% | 100% | 100%
76 | Industrial Solid Fuels Dryer | 2027 | 0 | 1000000 | 100% | 100% | 100% | 100% | 100% | 100% | 100%
76 | Industrial Solid Fuels Dryer | 2028 | 0 | 1000000 | 100% | 100% | 100% | 100% | 100% | 100% | 100%
76 | Industrial Solid Fuels Dryer | 2029 | 0 | 1000000 | 100% | 100% | 100% | 100% | 100% | 100% | 100%
76 | Industrial Solid Fuels Dryer | 2030 | 0 | 1000000 | 100% | 100% | 100% | 100% | 100% | 100% | 100%
76 | Industrial Solid Fuels Dryer | 2031 | 0 | 1000000 | 100% | 100% | 100% | 100% | 100% | 100% | 100%
76 | Industrial Solid Fuels Dryer | 2032 | 0 | 1000000 | 100% | 100% | 100% | 100% | 100% | 100% | 100%
76 | Industrial Solid Fuels Dryer | 2033 | 0 | 1000000 | 100% | 100% | 100% | 100% | 100% | 100% | 100%
76 | Industrial Solid Fuels Dryer | 2034 | 0 | 1000000 | 100% | 100% | 100% | 100% | 100% | 100% | 100%
76 | Industrial Solid Fuels Dryer | 2035 | 0 | 1000000 | 100% | 100% | 100% | 100% | 100% | 100% | 100%
76 | Industrial Solid Fuels Dryer | 2036 | 0 | 1000000 | 100% | 100% | 100% | 100% | 100% | 100% | 100%
76 | Industrial Solid Fuels Dryer | 2037 | 0 | 1000000 | 100% | 100% | 100% | 100% | 100% | 100% | 100%
76 | Industrial Solid Fuels Dryer | 2038 | 0 | 1000000 | 100% | 100% | 100% | 100% | 100% | 100% | 100%
76 | Industrial Solid Fuels Dryer | 2039 | 0 | 1000000 | 100% | 100% | 100% | 100% | 100% | 100% | 100%
76 | Industrial Solid Fuels Dryer | 2040 | 0 | 1000000 | 100% | 100% | 100% | 100% | 100% | 100% | 100%
76 | Industrial Solid Fuels Dryer | 2041 | 0 | 1000000 | 100% | 100% | 100% | 100% | 100% | 100% | 100%
76 | Industrial Solid Fuels Dryer | 2042 | 0 | 1000000 | 100% | 100% | 100% | 100% | 100% | 100% | 100%
76 | Industrial Solid Fuels Dryer | 2043 | 0 | 1000000 | 100% | 100% | 100% | 100% | 100% | 100% | 100%
76 | Industrial Solid Fuels Dryer | 2044 | 0 | 1000000 | 100% | 100% | 100% | 100% | 100% | 100% | 100%
76 | Industrial Solid Fuels Dryer | 2045 | 0 | 1000000 | 100% | 100% | 100% | 100% | 100% | 100% | 100%
76 | Industrial Solid Fuels Dryer | 2046 | 0 | 1000000 | 100% | 100% | 100% | 100% | 100% | 100% | 100%
76 | Industrial Solid Fuels Dryer | 2047 | 0 | 1000000 | 100% | 100% | 100% | 100% | 100% | 100% | 100%
76 | Industrial Solid Fuels Dryer | 2048 | 0 | 1000000 | 100% | 100% | 100% | 100% | 100% | 100% | 100%
76 | Industrial Solid Fuels Dryer | 2049 | 0 | 1000000 | 100% | 100% | 100% | 100% | 100% | 100% | 100%
76 | Industrial Solid Fuels Dryer | 2050 | 0 | 1000000 | 100% | 100% | 100% | 100% | 100% | 100% | 100%
77 | Industrial Solid Fuels Oven | 2020 | 0 | 1000000 | 100% | 100% | 100% | 100% | 100% | 100% | 100%
77 | Industrial Solid Fuels Oven | 2021 | 0 | 1000000 | 100% | 100% | 100% | 100% | 100% | 100% | 100%
77 | Industrial Solid Fuels Oven | 2022 | 0 | 1000000 | 100% | 100% | 100% | 100% | 100% | 100% | 100%
77 | Industrial Solid Fuels Oven | 2023 | 0 | 1000000 | 100% | 100% | 100% | 100% | 100% | 100% | 100%
77 | Industrial Solid Fuels Oven | 2024 | 0 | 1000000 | 100% | 100% | 100% | 100% | 100% | 100% | 100%
77 | Industrial Solid Fuels Oven | 2025 | 0 | 1000000 | 100% | 100% | 100% | 100% | 100% | 100% | 100%
77 | Industrial Solid Fuels Oven | 2026 | 0 | 1000000 | 100% | 100% | 100% | 100% | 100% | 100% | 100%
77 | Industrial Solid Fuels Oven | 2027 | 0 | 1000000 | 100% | 100% | 100% | 100% | 100% | 100% | 100%
77 | Industrial Solid Fuels Oven | 2028 | 0 | 1000000 | 100% | 100% | 100% | 100% | 100% | 100% | 100%
77 | Industrial Solid Fuels Oven | 2029 | 0 | 1000000 | 100% | 100% | 100% | 100% | 100% | 100% | 100%
77 | Industrial Solid Fuels Oven | 2030 | 0 | 1000000 | 100% | 100% | 100% | 100% | 100% | 100% | 100%
77 | Industrial Solid Fuels Oven | 2031 | 0 | 1000000 | 100% | 100% | 100% | 100% | 100% | 100% | 100%
77 | Industrial Solid Fuels Oven | 2032 | 0 | 1000000 | 100% | 100% | 100% | 100% | 100% | 100% | 100%
77 | Industrial Solid Fuels Oven | 2033 | 0 | 1000000 | 100% | 100% | 100% | 100% | 100% | 100% | 100%
77 | Industrial Solid Fuels Oven | 2034 | 0 | 1000000 | 100% | 100% | 100% | 100% | 100% | 100% | 100%
77 | Industrial Solid Fuels Oven | 2035 | 0 | 1000000 | 100% | 100% | 100% | 100% | 100% | 100% | 100%
77 | Industrial Solid Fuels Oven | 2036 | 0 | 1000000 | 100% | 100% | 100% | 100% | 100% | 100% | 100%
77 | Industrial Solid Fuels Oven | 2037 | 0 | 1000000 | 100% | 100% | 100% | 100% | 100% | 100% | 100%
77 | Industrial Solid Fuels Oven | 2038 | 0 | 1000000 | 100% | 100% | 100% | 100% | 100% | 100% | 100%
77 | Industrial Solid Fuels Oven | 2039 | 0 | 1000000 | 100% | 100% | 100% | 100% | 100% | 100% | 100%
77 | Industrial Solid Fuels Oven | 2040 | 0 | 1000000 | 100% | 100% | 100% | 100% | 100% | 100% | 100%
77 | Industrial Solid Fuels Oven | 2041 | 0 | 1000000 | 100% | 100% | 100% | 100% | 100% | 100% | 100%
77 | Industrial Solid Fuels Oven | 2042 | 0 | 1000000 | 100% | 100% | 100% | 100% | 100% | 100% | 100%
77 | Industrial Solid Fuels Oven | 2043 | 0 | 1000000 | 100% | 100% | 100% | 100% | 100% | 100% | 100%
77 | Industrial Solid Fuels Oven | 2044 | 0 | 1000000 | 100% | 100% | 100% | 100% | 100% | 100% | 100%
77 | Industrial Solid Fuels Oven | 2045 | 0 | 1000000 | 100% | 100% | 100% | 100% | 100% | 100% | 100%
77 | Industrial Solid Fuels Oven | 2046 | 0 | 1000000 | 100% | 100% | 100% | 100% | 100% | 100% | 100%
77 | Industrial Solid Fuels Oven | 2047 | 0 | 1000000 | 100% | 100% | 100% | 100% | 100% | 100% | 100%
77 | Industrial Solid Fuels Oven | 2048 | 0 | 1000000 | 100% | 100% | 100% | 100% | 100% | 100% | 100%
77 | Industrial Solid Fuels Oven | 2049 | 0 | 1000000 | 100% | 100% | 100% | 100% | 100% | 100% | 100%
77 | Industrial Solid Fuels Oven | 2050 | 0 | 1000000 | 100% | 100% | 100% | 100% | 100% | 100% | 100%
78 | Industrial Solid Fuels CHP | 2020 | 0 | 1000000 | 100% | 100% | 100% | 100% | 100% | 100% | 100%
78 | Industrial Solid Fuels CHP | 2021 | 0 | 1000000 | 100% | 100% | 100% | 100% | 100% | 100% | 100%
78 | Industrial Solid Fuels CHP | 2022 | 0 | 1000000 | 100% | 100% | 100% | 100% | 100% | 100% | 100%
78 | Industrial Solid Fuels CHP | 2023 | 0 | 1000000 | 100% | 100% | 100% | 100% | 100% | 100% | 100%
78 | Industrial Solid Fuels CHP | 2024 | 0 | 1000000 | 100% | 100% | 100% | 100% | 100% | 100% | 100%
78 | Industrial Solid Fuels CHP | 2025 | 0 | 1000000 | 100% | 100% | 100% | 100% | 100% | 100% | 100%
78 | Industrial Solid Fuels CHP | 2026 | 0 | 1000000 | 100% | 100% | 100% | 100% | 100% | 100% | 100%
78 | Industrial Solid Fuels CHP | 2027 | 0 | 1000000 | 100% | 100% | 100% | 100% | 100% | 100% | 100%
78 | Industrial Solid Fuels CHP | 2028 | 0 | 1000000 | 100% | 100% | 100% | 100% | 100% | 100% | 100%
78 | Industrial Solid Fuels CHP | 2029 | 0 | 1000000 | 100% | 100% | 100% | 100% | 100% | 100% | 100%
78 | Industrial Solid Fuels CHP | 2030 | 0 | 1000000 | 100% | 100% | 100% | 100% | 100% | 100% | 100%
78 | Industrial Solid Fuels CHP | 2031 | 0 | 1000000 | 100% | 100% | 100% | 100% | 100% | 100% | 100%
78 | Industrial Solid Fuels CHP | 2032 | 0 | 1000000 | 100% | 100% | 100% | 100% | 100% | 100% | 100%
78 | Industrial Solid Fuels CHP | 2033 | 0 | 1000000 | 100% | 100% | 100% | 100% | 100% | 100% | 100%
78 | Industrial Solid Fuels CHP | 2034 | 0 | 1000000 | 100% | 100% | 100% | 100% | 100% | 100% | 100%
78 | Industrial Solid Fuels CHP | 2035 | 0 | 1000000 | 100% | 100% | 100% | 100% | 100% | 100% | 100%
78 | Industrial Solid Fuels CHP | 2036 | 0 | 1000000 | 100% | 100% | 100% | 100% | 100% | 100% | 100%
78 | Industrial Solid Fuels CHP | 2037 | 0 | 1000000 | 100% | 100% | 100% | 100% | 100% | 100% | 100%
78 | Industrial Solid Fuels CHP | 2038 | 0 | 1000000 | 100% | 100% | 100% | 100% | 100% | 100% | 100%
78 | Industrial Solid Fuels CHP | 2039 | 0 | 1000000 | 100% | 100% | 100% | 100% | 100% | 100% | 100%
78 | Industrial Solid Fuels CHP | 2040 | 0 | 1000000 | 100% | 100% | 100% | 100% | 100% | 100% | 100%
78 | Industrial Solid Fuels CHP | 2041 | 0 | 1000000 | 100% | 100% | 100% | 100% | 100% | 100% | 100%
78 | Industrial Solid Fuels CHP | 2042 | 0 | 1000000 | 100% | 100% | 100% | 100% | 100% | 100% | 100%
78 | Industrial Solid Fuels CHP | 2043 | 0 | 1000000 | 100% | 100% | 100% | 100% | 100% | 100% | 100%
78 | Industrial Solid Fuels CHP | 2044 | 0 | 1000000 | 100% | 100% | 100% | 100% | 100% | 100% | 100%
78 | Industrial Solid Fuels CHP | 2045 | 0 | 1000000 | 100% | 100% | 100% | 100% | 100% | 100% | 100%
78 | Industrial Solid Fuels CHP | 2046 | 0 | 1000000 | 100% | 100% | 100% | 100% | 100% | 100% | 100%
78 | Industrial Solid Fuels CHP | 2047 | 0 | 1000000 | 100% | 100% | 100% | 100% | 100% | 100% | 100%
78 | Industrial Solid Fuels CHP | 2048 | 0 | 1000000 | 100% | 100% | 100% | 100% | 100% | 100% | 100%
78 | Industrial Solid Fuels CHP | 2049 | 0 | 1000000 | 100% | 100% | 100% | 100% | 100% | 100% | 100%
78 | Industrial Solid Fuels CHP | 2050 | 0 | 1000000 | 100% | 100% | 100% | 100% | 100% | 100% | 100%
79 | Industrial Oil Cement/Lime Kiln | 2020 | 0 | 1000000 | 100% | 100% | 100% | 100% | 100% | 100% | 100%
79 | Industrial Oil Cement/Lime Kiln | 2021 | 0 | 1000000 | 100% | 100% | 100% | 100% | 100% | 100% | 100%
79 | Industrial Oil Cement/Lime Kiln | 2022 | 0 | 1000000 | 100% | 100% | 100% | 100% | 100% | 100% | 100%
79 | Industrial Oil Cement/Lime Kiln | 2023 | 0 | 1000000 | 100% | 100% | 100% | 100% | 100% | 100% | 100%
79 | Industrial Oil Cement/Lime Kiln | 2024 | 0 | 1000000 | 100% | 100% | 100% | 100% | 100% | 100% | 100%
79 | Industrial Oil Cement/Lime Kiln | 2025 | 0 | 1000000 | 100% | 100% | 100% | 100% | 100% | 100% | 100%
79 | Industrial Oil Cement/Lime Kiln | 2026 | 0 | 1000000 | 100% | 100% | 100% | 100% | 100% | 100% | 100%
79 | Industrial Oil Cement/Lime Kiln | 2027 | 0 | 1000000 | 100% | 100% | 100% | 100% | 100% | 100% | 100%
79 | Industrial Oil Cement/Lime Kiln | 2028 | 0 | 1000000 | 100% | 100% | 100% | 100% | 100% | 100% | 100%
79 | Industrial Oil Cement/Lime Kiln | 2029 | 0 | 1000000 | 100% | 100% | 100% | 100% | 100% | 100% | 100%
79 | Industrial Oil Cement/Lime Kiln | 2030 | 0 | 1000000 | 100% | 100% | 100% | 100% | 100% | 100% | 100%
79 | Industrial Oil Cement/Lime Kiln | 2031 | 0 | 1000000 | 100% | 100% | 100% | 100% | 100% | 100% | 100%
79 | Industrial Oil Cement/Lime Kiln | 2032 | 0 | 1000000 | 100% | 100% | 100% | 100% | 100% | 100% | 100%
79 | Industrial Oil Cement/Lime Kiln | 2033 | 0 | 1000000 | 100% | 100% | 100% | 100% | 100% | 100% | 100%
79 | Industrial Oil Cement/Lime Kiln | 2034 | 0 | 1000000 | 100% | 100% | 100% | 100% | 100% | 100% | 100%
79 | Industrial Oil Cement/Lime Kiln | 2035 | 0 | 1000000 | 100% | 100% | 100% | 100% | 100% | 100% | 100%
79 | Industrial Oil Cement/Lime Kiln | 2036 | 0 | 1000000 | 100% | 100% | 100% | 100% | 100% | 100% | 100%
79 | Industrial Oil Cement/Lime Kiln | 2037 | 0 | 1000000 | 100% | 100% | 100% | 100% | 100% | 100% | 100%
79 | Industrial Oil Cement/Lime Kiln | 2038 | 0 | 1000000 | 100% | 100% | 100% | 100% | 100% | 100% | 100%
79 | Industrial Oil Cement/Lime Kiln | 2039 | 0 | 1000000 | 100% | 100% | 100% | 100% | 100% | 100% | 100%
79 | Industrial Oil Cement/Lime Kiln | 2040 | 0 | 1000000 | 100% | 100% | 100% | 100% | 100% | 100% | 100%
79 | Industrial Oil Cement/Lime Kiln | 2041 | 0 | 1000000 | 100% | 100% | 100% | 100% | 100% | 100% | 100%
79 | Industrial Oil Cement/Lime Kiln | 2042 | 0 | 1000000 | 100% | 100% | 100% | 100% | 100% | 100% | 100%
79 | Industrial Oil Cement/Lime Kiln | 2043 | 0 | 1000000 | 100% | 100% | 100% | 100% | 100% | 100% | 100%
79 | Industrial Oil Cement/Lime Kiln | 2044 | 0 | 1000000 | 100% | 100% | 100% | 100% | 100% | 100% | 100%
79 | Industrial Oil Cement/Lime Kiln | 2045 | 0 | 1000000 | 100% | 100% | 100% | 100% | 100% | 100% | 100%
79 | Industrial Oil Cement/Lime Kiln | 2046 | 0 | 1000000 | 100% | 100% | 100% | 100% | 100% | 100% | 100%
79 | Industrial Oil Cement/Lime Kiln | 2047 | 0 | 1000000 | 100% | 100% | 100% | 100% | 100% | 100% | 100%
79 | Industrial Oil Cement/Lime Kiln | 2048 | 0 | 1000000 | 100% | 100% | 100% | 100% | 100% | 100% | 100%
79 | Industrial Oil Cement/Lime Kiln | 2049 | 0 | 1000000 | 100% | 100% | 100% | 100% | 100% | 100% | 100%
79 | Industrial Oil Cement/Lime Kiln | 2050 | 0 | 1000000 | 100% | 100% | 100% | 100% | 100% | 100% | 100%
80 | Industrial Oil Other Kiln | 2020 | 0 | 1000000 | 100% | 100% | 100% | 100% | 100% | 100% | 100%
80 | Industrial Oil Other Kiln | 2021 | 0 | 1000000 | 100% | 100% | 100% | 100% | 100% | 100% | 100%
80 | Industrial Oil Other Kiln | 2022 | 0 | 1000000 | 100% | 100% | 100% | 100% | 100% | 100% | 100%
80 | Industrial Oil Other Kiln | 2023 | 0 | 1000000 | 100% | 100% | 100% | 100% | 100% | 100% | 100%
80 | Industrial Oil Other Kiln | 2024 | 0 | 1000000 | 100% | 100% | 100% | 100% | 100% | 100% | 100%
80 | Industrial Oil Other Kiln | 2025 | 0 | 1000000 | 100% | 100% | 100% | 100% | 100% | 100% | 100%
80 | Industrial Oil Other Kiln | 2026 | 0 | 1000000 | 100% | 100% | 100% | 100% | 100% | 100% | 100%
80 | Industrial Oil Other Kiln | 2027 | 0 | 1000000 | 100% | 100% | 100% | 100% | 100% | 100% | 100%
80 | Industrial Oil Other Kiln | 2028 | 0 | 1000000 | 100% | 100% | 100% | 100% | 100% | 100% | 100%
80 | Industrial Oil Other Kiln | 2029 | 0 | 1000000 | 100% | 100% | 100% | 100% | 100% | 100% | 100%
80 | Industrial Oil Other Kiln | 2030 | 0 | 1000000 | 100% | 100% | 100% | 100% | 100% | 100% | 100%
80 | Industrial Oil Other Kiln | 2031 | 0 | 1000000 | 100% | 100% | 100% | 100% | 100% | 100% | 100%
80 | Industrial Oil Other Kiln | 2032 | 0 | 1000000 | 100% | 100% | 100% | 100% | 100% | 100% | 100%
80 | Industrial Oil Other Kiln | 2033 | 0 | 1000000 | 100% | 100% | 100% | 100% | 100% | 100% | 100%
80 | Industrial Oil Other Kiln | 2034 | 0 | 1000000 | 100% | 100% | 100% | 100% | 100% | 100% | 100%
80 | Industrial Oil Other Kiln | 2035 | 0 | 1000000 | 100% | 100% | 100% | 100% | 100% | 100% | 100%
80 | Industrial Oil Other Kiln | 2036 | 0 | 1000000 | 100% | 100% | 100% | 100% | 100% | 100% | 100%
80 | Industrial Oil Other Kiln | 2037 | 0 | 1000000 | 100% | 100% | 100% | 100% | 100% | 100% | 100%
80 | Industrial Oil Other Kiln | 2038 | 0 | 1000000 | 100% | 100% | 100% | 100% | 100% | 100% | 100%
80 | Industrial Oil Other Kiln | 2039 | 0 | 1000000 | 100% | 100% | 100% | 100% | 100% | 100% | 100%
80 | Industrial Oil Other Kiln | 2040 | 0 | 1000000 | 100% | 100% | 100% | 100% | 100% | 100% | 100%
80 | Industrial Oil Other Kiln | 2041 | 0 | 1000000 | 100% | 100% | 100% | 100% | 100% | 100% | 100%
80 | Industrial Oil Other Kiln | 2042 | 0 | 1000000 | 100% | 100% | 100% | 100% | 100% | 100% | 100%
80 | Industrial Oil Other Kiln | 2043 | 0 | 1000000 | 100% | 100% | 100% | 100% | 100% | 100% | 100%
80 | Industrial Oil Other Kiln | 2044 | 0 | 1000000 | 100% | 100% | 100% | 100% | 100% | 100% | 100%
80 | Industrial Oil Other Kiln | 2045 | 0 | 1000000 | 100% | 100% | 100% | 100% | 100% | 100% | 100%
80 | Industrial Oil Other Kiln | 2046 | 0 | 1000000 | 100% | 100% | 100% | 100% | 100% | 100% | 100%
80 | Industrial Oil Other Kiln | 2047 | 0 | 1000000 | 100% | 100% | 100% | 100% | 100% | 100% | 100%
80 | Industrial Oil Other Kiln | 2048 | 0 | 1000000 | 100% | 100% | 100% | 100% | 100% | 100% | 100%
80 | Industrial Oil Other Kiln | 2049 | 0 | 1000000 | 100% | 100% | 100% | 100% | 100% | 100% | 100%
80 | Industrial Oil Other Kiln | 2050 | 0 | 1000000 | 100% | 100% | 100% | 100% | 100% | 100% | 100%
81 | Industrial Oil Boiler | 2020 | 0 | 1000000 | 100% | 100% | 100% | 100% | 100% | 100% | 100%
81 | Industrial Oil Boiler | 2021 | 0 | 1000000 | 100% | 100% | 100% | 100% | 100% | 100% | 100%
81 | Industrial Oil Boiler | 2022 | 0 | 1000000 | 100% | 100% | 100% | 100% | 100% | 100% | 100%
81 | Industrial Oil Boiler | 2023 | 0 | 1000000 | 100% | 100% | 100% | 100% | 100% | 100% | 100%
81 | Industrial Oil Boiler | 2024 | 0 | 1000000 | 100% | 100% | 100% | 100% | 100% | 100% | 100%
81 | Industrial Oil Boiler | 2025 | 0 | 1000000 | 100% | 100% | 100% | 100% | 100% | 100% | 100%
81 | Industrial Oil Boiler | 2026 | 0 | 1000000 | 100% | 100% | 100% | 100% | 100% | 100% | 100%
81 | Industrial Oil Boiler | 2027 | 0 | 1000000 | 100% | 100% | 100% | 100% | 100% | 100% | 100%
81 | Industrial Oil Boiler | 2028 | 0 | 1000000 | 100% | 100% | 100% | 100% | 100% | 100% | 100%
81 | Industrial Oil Boiler | 2029 | 0 | 1000000 | 100% | 100% | 100% | 100% | 100% | 100% | 100%
81 | Industrial Oil Boiler | 2030 | 0 | 1000000 | 100% | 100% | 100% | 100% | 100% | 100% | 100%
81 | Industrial Oil Boiler | 2031 | 0 | 1000000 | 100% | 100% | 100% | 100% | 100% | 100% | 100%
81 | Industrial Oil Boiler | 2032 | 0 | 1000000 | 100% | 100% | 100% | 100% | 100% | 100% | 100%
81 | Industrial Oil Boiler | 2033 | 0 | 1000000 | 100% | 100% | 100% | 100% | 100% | 100% | 100%
81 | Industrial Oil Boiler | 2034 | 0 | 1000000 | 100% | 100% | 100% | 100% | 100% | 100% | 100%
81 | Industrial Oil Boiler | 2035 | 0 | 1000000 | 100% | 100% | 100% | 100% | 100% | 100% | 100%
81 | Industrial Oil Boiler | 2036 | 0 | 1000000 | 100% | 100% | 100% | 100% | 100% | 100% | 100%
81 | Industrial Oil Boiler | 2037 | 0 | 1000000 | 100% | 100% | 100% | 100% | 100% | 100% | 100%
81 | Industrial Oil Boiler | 2038 | 0 | 1000000 | 100% | 100% | 100% | 100% | 100% | 100% | 100%
81 | Industrial Oil Boiler | 2039 | 0 | 1000000 | 100% | 100% | 100% | 100% | 100% | 100% | 100%
81 | Industrial Oil Boiler | 2040 | 0 | 1000000 | 100% | 100% | 100% | 100% | 100% | 100% | 100%
81 | Industrial Oil Boiler | 2041 | 0 | 1000000 | 100% | 100% | 100% | 100% | 100% | 100% | 100%
81 | Industrial Oil Boiler | 2042 | 0 | 1000000 | 100% | 100% | 100% | 100% | 100% | 100% | 100%
81 | Industrial Oil Boiler | 2043 | 0 | 1000000 | 100% | 100% | 100% | 100% | 100% | 100% | 100%
81 | Industrial Oil Boiler | 2044 | 0 | 1000000 | 100% | 100% | 100% | 100% | 100% | 100% | 100%
81 | Industrial Oil Boiler | 2045 | 0 | 1000000 | 100% | 100% | 100% | 100% | 100% | 100% | 100%
81 | Industrial Oil Boiler | 2046 | 0 | 1000000 | 100% | 100% | 100% | 100% | 100% | 100% | 100%
81 | Industrial Oil Boiler | 2047 | 0 | 1000000 | 100% | 100% | 100% | 100% | 100% | 100% | 100%
81 | Industrial Oil Boiler | 2048 | 0 | 1000000 | 100% | 100% | 100% | 100% | 100% | 100% | 100%
81 | Industrial Oil Boiler | 2049 | 0 | 1000000 | 100% | 100% | 100% | 100% | 100% | 100% | 100%
81 | Industrial Oil Boiler | 2050 | 0 | 1000000 | 100% | 100% | 100% | 100% | 100% | 100% | 100%
82 | Industrial Oil Furnace | 2020 | 0 | 1000000 | 100% | 100% | 100% | 100% | 100% | 100% | 100%
82 | Industrial Oil Furnace | 2021 | 0 | 1000000 | 100% | 100% | 100% | 100% | 100% | 100% | 100%
82 | Industrial Oil Furnace | 2022 | 0 | 1000000 | 100% | 100% | 100% | 100% | 100% | 100% | 100%
82 | Industrial Oil Furnace | 2023 | 0 | 1000000 | 100% | 100% | 100% | 100% | 100% | 100% | 100%
82 | Industrial Oil Furnace | 2024 | 0 | 1000000 | 100% | 100% | 100% | 100% | 100% | 100% | 100%
82 | Industrial Oil Furnace | 2025 | 0 | 1000000 | 100% | 100% | 100% | 100% | 100% | 100% | 100%
82 | Industrial Oil Furnace | 2026 | 0 | 1000000 | 100% | 100% | 100% | 100% | 100% | 100% | 100%
82 | Industrial Oil Furnace | 2027 | 0 | 1000000 | 100% | 100% | 100% | 100% | 100% | 100% | 100%
82 | Industrial Oil Furnace | 2028 | 0 | 1000000 | 100% | 100% | 100% | 100% | 100% | 100% | 100%
82 | Industrial Oil Furnace | 2029 | 0 | 1000000 | 100% | 100% | 100% | 100% | 100% | 100% | 100%
82 | Industrial Oil Furnace | 2030 | 0 | 1000000 | 100% | 100% | 100% | 100% | 100% | 100% | 100%
82 | Industrial Oil Furnace | 2031 | 0 | 1000000 | 100% | 100% | 100% | 100% | 100% | 100% | 100%
82 | Industrial Oil Furnace | 2032 | 0 | 1000000 | 100% | 100% | 100% | 100% | 100% | 100% | 100%
82 | Industrial Oil Furnace | 2033 | 0 | 1000000 | 100% | 100% | 100% | 100% | 100% | 100% | 100%
82 | Industrial Oil Furnace | 2034 | 0 | 1000000 | 100% | 100% | 100% | 100% | 100% | 100% | 100%
82 | Industrial Oil Furnace | 2035 | 0 | 1000000 | 100% | 100% | 100% | 100% | 100% | 100% | 100%
82 | Industrial Oil Furnace | 2036 | 0 | 1000000 | 100% | 100% | 100% | 100% | 100% | 100% | 100%
82 | Industrial Oil Furnace | 2037 | 0 | 1000000 | 100% | 100% | 100% | 100% | 100% | 100% | 100%
82 | Industrial Oil Furnace | 2038 | 0 | 1000000 | 100% | 100% | 100% | 100% | 100% | 100% | 100%
82 | Industrial Oil Furnace | 2039 | 0 | 1000000 | 100% | 100% | 100% | 100% | 100% | 100% | 100%
82 | Industrial Oil Furnace | 2040 | 0 | 1000000 | 100% | 100% | 100% | 100% | 100% | 100% | 100%
82 | Industrial Oil Furnace | 2041 | 0 | 1000000 | 100% | 100% | 100% | 100% | 100% | 100% | 100%
82 | Industrial Oil Furnace | 2042 | 0 | 1000000 | 100% | 100% | 100% | 100% | 100% | 100% | 100%
82 | Industrial Oil Furnace | 2043 | 0 | 1000000 | 100% | 100% | 100% | 100% | 100% | 100% | 100%
82 | Industrial Oil Furnace | 2044 | 0 | 1000000 | 100% | 100% | 100% | 100% | 100% | 100% | 100%
82 | Industrial Oil Furnace | 2045 | 0 | 1000000 | 100% | 100% | 100% | 100% | 100% | 100% | 100%
82 | Industrial Oil Furnace | 2046 | 0 | 1000000 | 100% | 100% | 100% | 100% | 100% | 100% | 100%
82 | Industrial Oil Furnace | 2047 | 0 | 1000000 | 100% | 100% | 100% | 100% | 100% | 100% | 100%
82 | Industrial Oil Furnace | 2048 | 0 | 1000000 | 100% | 100% | 100% | 100% | 100% | 100% | 100%
82 | Industrial Oil Furnace | 2049 | 0 | 1000000 | 100% | 100% | 100% | 100% | 100% | 100% | 100%
82 | Industrial Oil Furnace | 2050 | 0 | 1000000 | 100% | 100% | 100% | 100% | 100% | 100% | 100%
83 | Industrial Oil Dryer | 2020 | 0 | 1000000 | 100% | 100% | 100% | 100% | 100% | 100% | 100%
83 | Industrial Oil Dryer | 2021 | 0 | 1000000 | 100% | 100% | 100% | 100% | 100% | 100% | 100%
83 | Industrial Oil Dryer | 2022 | 0 | 1000000 | 100% | 100% | 100% | 100% | 100% | 100% | 100%
83 | Industrial Oil Dryer | 2023 | 0 | 1000000 | 100% | 100% | 100% | 100% | 100% | 100% | 100%
83 | Industrial Oil Dryer | 2024 | 0 | 1000000 | 100% | 100% | 100% | 100% | 100% | 100% | 100%
83 | Industrial Oil Dryer | 2025 | 0 | 1000000 | 100% | 100% | 100% | 100% | 100% | 100% | 100%
83 | Industrial Oil Dryer | 2026 | 0 | 1000000 | 100% | 100% | 100% | 100% | 100% | 100% | 100%
83 | Industrial Oil Dryer | 2027 | 0 | 1000000 | 100% | 100% | 100% | 100% | 100% | 100% | 100%
83 | Industrial Oil Dryer | 2028 | 0 | 1000000 | 100% | 100% | 100% | 100% | 100% | 100% | 100%
83 | Industrial Oil Dryer | 2029 | 0 | 1000000 | 100% | 100% | 100% | 100% | 100% | 100% | 100%
83 | Industrial Oil Dryer | 2030 | 0 | 1000000 | 100% | 100% | 100% | 100% | 100% | 100% | 100%
83 | Industrial Oil Dryer | 2031 | 0 | 1000000 | 100% | 100% | 100% | 100% | 100% | 100% | 100%
83 | Industrial Oil Dryer | 2032 | 0 | 1000000 | 100% | 100% | 100% | 100% | 100% | 100% | 100%
83 | Industrial Oil Dryer | 2033 | 0 | 1000000 | 100% | 100% | 100% | 100% | 100% | 100% | 100%
83 | Industrial Oil Dryer | 2034 | 0 | 1000000 | 100% | 100% | 100% | 100% | 100% | 100% | 100%
83 | Industrial Oil Dryer | 2035 | 0 | 1000000 | 100% | 100% | 100% | 100% | 100% | 100% | 100%
83 | Industrial Oil Dryer | 2036 | 0 | 1000000 | 100% | 100% | 100% | 100% | 100% | 100% | 100%
83 | Industrial Oil Dryer | 2037 | 0 | 1000000 | 100% | 100% | 100% | 100% | 100% | 100% | 100%
83 | Industrial Oil Dryer | 2038 | 0 | 1000000 | 100% | 100% | 100% | 100% | 100% | 100% | 100%
83 | Industrial Oil Dryer | 2039 | 0 | 1000000 | 100% | 100% | 100% | 100% | 100% | 100% | 100%
83 | Industrial Oil Dryer | 2040 | 0 | 1000000 | 100% | 100% | 100% | 100% | 100% | 100% | 100%
83 | Industrial Oil Dryer | 2041 | 0 | 1000000 | 100% | 100% | 100% | 100% | 100% | 100% | 100%
83 | Industrial Oil Dryer | 2042 | 0 | 1000000 | 100% | 100% | 100% | 100% | 100% | 100% | 100%
83 | Industrial Oil Dryer | 2043 | 0 | 1000000 | 100% | 100% | 100% | 100% | 100% | 100% | 100%
83 | Industrial Oil Dryer | 2044 | 0 | 1000000 | 100% | 100% | 100% | 100% | 100% | 100% | 100%
83 | Industrial Oil Dryer | 2045 | 0 | 1000000 | 100% | 100% | 100% | 100% | 100% | 100% | 100%
83 | Industrial Oil Dryer | 2046 | 0 | 1000000 | 100% | 100% | 100% | 100% | 100% | 100% | 100%
83 | Industrial Oil Dryer | 2047 | 0 | 1000000 | 100% | 100% | 100% | 100% | 100% | 100% | 100%
83 | Industrial Oil Dryer | 2048 | 0 | 1000000 | 100% | 100% | 100% | 100% | 100% | 100% | 100%
83 | Industrial Oil Dryer | 2049 | 0 | 1000000 | 100% | 100% | 100% | 100% | 100% | 100% | 100%
83 | Industrial Oil Dryer | 2050 | 0 | 1000000 | 100% | 100% | 100% | 100% | 100% | 100% | 100%
84 | Industrial Oil Oven | 2020 | 0 | 1000000 | 100% | 100% | 100% | 100% | 100% | 100% | 100%
84 | Industrial Oil Oven | 2021 | 0 | 1000000 | 100% | 100% | 100% | 100% | 100% | 100% | 100%
84 | Industrial Oil Oven | 2022 | 0 | 1000000 | 100% | 100% | 100% | 100% | 100% | 100% | 100%
84 | Industrial Oil Oven | 2023 | 0 | 1000000 | 100% | 100% | 100% | 100% | 100% | 100% | 100%
84 | Industrial Oil Oven | 2024 | 0 | 1000000 | 100% | 100% | 100% | 100% | 100% | 100% | 100%
84 | Industrial Oil Oven | 2025 | 0 | 1000000 | 100% | 100% | 100% | 100% | 100% | 100% | 100%
84 | Industrial Oil Oven | 2026 | 0 | 1000000 | 100% | 100% | 100% | 100% | 100% | 100% | 100%
84 | Industrial Oil Oven | 2027 | 0 | 1000000 | 100% | 100% | 100% | 100% | 100% | 100% | 100%
84 | Industrial Oil Oven | 2028 | 0 | 1000000 | 100% | 100% | 100% | 100% | 100% | 100% | 100%
84 | Industrial Oil Oven | 2029 | 0 | 1000000 | 100% | 100% | 100% | 100% | 100% | 100% | 100%
84 | Industrial Oil Oven | 2030 | 0 | 1000000 | 100% | 100% | 100% | 100% | 100% | 100% | 100%
84 | Industrial Oil Oven | 2031 | 0 | 1000000 | 100% | 100% | 100% | 100% | 100% | 100% | 100%
84 | Industrial Oil Oven | 2032 | 0 | 1000000 | 100% | 100% | 100% | 100% | 100% | 100% | 100%
84 | Industrial Oil Oven | 2033 | 0 | 1000000 | 100% | 100% | 100% | 100% | 100% | 100% | 100%
84 | Industrial Oil Oven | 2034 | 0 | 1000000 | 100% | 100% | 100% | 100% | 100% | 100% | 100%
84 | Industrial Oil Oven | 2035 | 0 | 1000000 | 100% | 100% | 100% | 100% | 100% | 100% | 100%
84 | Industrial Oil Oven | 2036 | 0 | 1000000 | 100% | 100% | 100% | 100% | 100% | 100% | 100%
84 | Industrial Oil Oven | 2037 | 0 | 1000000 | 100% | 100% | 100% | 100% | 100% | 100% | 100%
84 | Industrial Oil Oven | 2038 | 0 | 1000000 | 100% | 100% | 100% | 100% | 100% | 100% | 100%
84 | Industrial Oil Oven | 2039 | 0 | 1000000 | 100% | 100% | 100% | 100% | 100% | 100% | 100%
84 | Industrial Oil Oven | 2040 | 0 | 1000000 | 100% | 100% | 100% | 100% | 100% | 100% | 100%
84 | Industrial Oil Oven | 2041 | 0 | 1000000 | 100% | 100% | 100% | 100% | 100% | 100% | 100%
84 | Industrial Oil Oven | 2042 | 0 | 1000000 | 100% | 100% | 100% | 100% | 100% | 100% | 100%
84 | Industrial Oil Oven | 2043 | 0 | 1000000 | 100% | 100% | 100% | 100% | 100% | 100% | 100%
84 | Industrial Oil Oven | 2044 | 0 | 1000000 | 100% | 100% | 100% | 100% | 100% | 100% | 100%
84 | Industrial Oil Oven | 2045 | 0 | 1000000 | 100% | 100% | 100% | 100% | 100% | 100% | 100%
84 | Industrial Oil Oven | 2046 | 0 | 1000000 | 100% | 100% | 100% | 100% | 100% | 100% | 100%
84 | Industrial Oil Oven | 2047 | 0 | 1000000 | 100% | 100% | 100% | 100% | 100% | 100% | 100%
84 | Industrial Oil Oven | 2048 | 0 | 1000000 | 100% | 100% | 100% | 100% | 100% | 100% | 100%
84 | Industrial Oil Oven | 2049 | 0 | 1000000 | 100% | 100% | 100% | 100% | 100% | 100% | 100%
84 | Industrial Oil Oven | 2050 | 0 | 1000000 | 100% | 100% | 100% | 100% | 100% | 100% | 100%
85 | Industrial Oil CHP | 2020 | 0 | 1000000 | 100% | 100% | 100% | 100% | 100% | 100% | 100%
85 | Industrial Oil CHP | 2021 | 0 | 1000000 | 100% | 100% | 100% | 100% | 100% | 100% | 100%
85 | Industrial Oil CHP | 2022 | 0 | 1000000 | 100% | 100% | 100% | 100% | 100% | 100% | 100%
85 | Industrial Oil CHP | 2023 | 0 | 1000000 | 100% | 100% | 100% | 100% | 100% | 100% | 100%
85 | Industrial Oil CHP | 2024 | 0 | 1000000 | 100% | 100% | 100% | 100% | 100% | 100% | 100%
85 | Industrial Oil CHP | 2025 | 0 | 1000000 | 100% | 100% | 100% | 100% | 100% | 100% | 100%
85 | Industrial Oil CHP | 2026 | 0 | 1000000 | 100% | 100% | 100% | 100% | 100% | 100% | 100%
85 | Industrial Oil CHP | 2027 | 0 | 1000000 | 100% | 100% | 100% | 100% | 100% | 100% | 100%
85 | Industrial Oil CHP | 2028 | 0 | 1000000 | 100% | 100% | 100% | 100% | 100% | 100% | 100%
85 | Industrial Oil CHP | 2029 | 0 | 1000000 | 100% | 100% | 100% | 100% | 100% | 100% | 100%
85 | Industrial Oil CHP | 2030 | 0 | 1000000 | 100% | 100% | 100% | 100% | 100% | 100% | 100%
85 | Industrial Oil CHP | 2031 | 0 | 1000000 | 100% | 100% | 100% | 100% | 100% | 100% | 100%
85 | Industrial Oil CHP | 2032 | 0 | 1000000 | 100% | 100% | 100% | 100% | 100% | 100% | 100%
85 | Industrial Oil CHP | 2033 | 0 | 1000000 | 100% | 100% | 100% | 100% | 100% | 100% | 100%
85 | Industrial Oil CHP | 2034 | 0 | 1000000 | 100% | 100% | 100% | 100% | 100% | 100% | 100%
85 | Industrial Oil CHP | 2035 | 0 | 1000000 | 100% | 100% | 100% | 100% | 100% | 100% | 100%
85 | Industrial Oil CHP | 2036 | 0 | 1000000 | 100% | 100% | 100% | 100% | 100% | 100% | 100%
85 | Industrial Oil CHP | 2037 | 0 | 1000000 | 100% | 100% | 100% | 100% | 100% | 100% | 100%
85 | Industrial Oil CHP | 2038 | 0 | 1000000 | 100% | 100% | 100% | 100% | 100% | 100% | 100%
85 | Industrial Oil CHP | 2039 | 0 | 1000000 | 100% | 100% | 100% | 100% | 100% | 100% | 100%
85 | Industrial Oil CHP | 2040 | 0 | 1000000 | 100% | 100% | 100% | 100% | 100% | 100% | 100%
85 | Industrial Oil CHP | 2041 | 0 | 1000000 | 100% | 100% | 100% | 100% | 100% | 100% | 100%
85 | Industrial Oil CHP | 2042 | 0 | 1000000 | 100% | 100% | 100% | 100% | 100% | 100% | 100%
85 | Industrial Oil CHP | 2043 | 0 | 1000000 | 100% | 100% | 100% | 100% | 100% | 100% | 100%
85 | Industrial Oil CHP | 2044 | 0 | 1000000 | 100% | 100% | 100% | 100% | 100% | 100% | 100%
85 | Industrial Oil CHP | 2045 | 0 | 1000000 | 100% | 100% | 100% | 100% | 100% | 100% | 100%
85 | Industrial Oil CHP | 2046 | 0 | 1000000 | 100% | 100% | 100% | 100% | 100% | 100% | 100%
85 | Industrial Oil CHP | 2047 | 0 | 1000000 | 100% | 100% | 100% | 100% | 100% | 100% | 100%
85 | Industrial Oil CHP | 2048 | 0 | 1000000 | 100% | 100% | 100% | 100% | 100% | 100% | 100%
85 | Industrial Oil CHP | 2049 | 0 | 1000000 | 100% | 100% | 100% | 100% | 100% | 100% | 100%
85 | Industrial Oil CHP | 2050 | 0 | 1000000 | 100% | 100% | 100% | 100% | 100% | 100% | 100%
86 | Industrial Gas Cement/Lime Kiln | 2020 | 0 | 1000000 | 100% | 100% | 100% | 100% | 100% | 100% | 100%
86 | Industrial Gas Cement/Lime Kiln | 2021 | 0 | 1000000 | 100% | 100% | 100% | 100% | 100% | 100% | 100%
86 | Industrial Gas Cement/Lime Kiln | 2022 | 0 | 1000000 | 100% | 100% | 100% | 100% | 100% | 100% | 100%
86 | Industrial Gas Cement/Lime Kiln | 2023 | 0 | 1000000 | 100% | 100% | 100% | 100% | 100% | 100% | 100%
86 | Industrial Gas Cement/Lime Kiln | 2024 | 0 | 1000000 | 100% | 100% | 100% | 100% | 100% | 100% | 100%
86 | Industrial Gas Cement/Lime Kiln | 2025 | 0 | 1000000 | 100% | 100% | 100% | 100% | 100% | 100% | 100%
86 | Industrial Gas Cement/Lime Kiln | 2026 | 0 | 1000000 | 100% | 100% | 100% | 100% | 100% | 100% | 100%
86 | Industrial Gas Cement/Lime Kiln | 2027 | 0 | 1000000 | 100% | 100% | 100% | 100% | 100% | 100% | 100%
86 | Industrial Gas Cement/Lime Kiln | 2028 | 0 | 1000000 | 100% | 100% | 100% | 100% | 100% | 100% | 100%
86 | Industrial Gas Cement/Lime Kiln | 2029 | 0 | 1000000 | 100% | 100% | 100% | 100% | 100% | 100% | 100%
86 | Industrial Gas Cement/Lime Kiln | 2030 | 0 | 1000000 | 100% | 100% | 100% | 100% | 100% | 100% | 100%
86 | Industrial Gas Cement/Lime Kiln | 2031 | 0 | 1000000 | 100% | 100% | 100% | 100% | 100% | 100% | 100%
86 | Industrial Gas Cement/Lime Kiln | 2032 | 0 | 1000000 | 100% | 100% | 100% | 100% | 100% | 100% | 100%
86 | Industrial Gas Cement/Lime Kiln | 2033 | 0 | 1000000 | 100% | 100% | 100% | 100% | 100% | 100% | 100%
86 | Industrial Gas Cement/Lime Kiln | 2034 | 0 | 1000000 | 100% | 100% | 100% | 100% | 100% | 100% | 100%
86 | Industrial Gas Cement/Lime Kiln | 2035 | 0 | 1000000 | 100% | 100% | 100% | 100% | 100% | 100% | 100%
86 | Industrial Gas Cement/Lime Kiln | 2036 | 0 | 1000000 | 100% | 100% | 100% | 100% | 100% | 100% | 100%
86 | Industrial Gas Cement/Lime Kiln | 2037 | 0 | 1000000 | 100% | 100% | 100% | 100% | 100% | 100% | 100%
86 | Industrial Gas Cement/Lime Kiln | 2038 | 0 | 1000000 | 100% | 100% | 100% | 100% | 100% | 100% | 100%
86 | Industrial Gas Cement/Lime Kiln | 2039 | 0 | 1000000 | 100% | 100% | 100% | 100% | 100% | 100% | 100%
86 | Industrial Gas Cement/Lime Kiln | 2040 | 0 | 1000000 | 100% | 100% | 100% | 100% | 100% | 100% | 100%
86 | Industrial Gas Cement/Lime Kiln | 2041 | 0 | 1000000 | 100% | 100% | 100% | 100% | 100% | 100% | 100%
86 | Industrial Gas Cement/Lime Kiln | 2042 | 0 | 1000000 | 100% | 100% | 100% | 100% | 100% | 100% | 100%
86 | Industrial Gas Cement/Lime Kiln | 2043 | 0 | 1000000 | 100% | 100% | 100% | 100% | 100% | 100% | 100%
86 | Industrial Gas Cement/Lime Kiln | 2044 | 0 | 1000000 | 100% | 100% | 100% | 100% | 100% | 100% | 100%
86 | Industrial Gas Cement/Lime Kiln | 2045 | 0 | 1000000 | 100% | 100% | 100% | 100% | 100% | 100% | 100%
86 | Industrial Gas Cement/Lime Kiln | 2046 | 0 | 1000000 | 100% | 100% | 100% | 100% | 100% | 100% | 100%
86 | Industrial Gas Cement/Lime Kiln | 2047 | 0 | 1000000 | 100% | 100% | 100% | 100% | 100% | 100% | 100%
86 | Industrial Gas Cement/Lime Kiln | 2048 | 0 | 1000000 | 100% | 100% | 100% | 100% | 100% | 100% | 100%
86 | Industrial Gas Cement/Lime Kiln | 2049 | 0 | 1000000 | 100% | 100% | 100% | 100% | 100% | 100% | 100%
86 | Industrial Gas Cement/Lime Kiln | 2050 | 0 | 1000000 | 100% | 100% | 100% | 100% | 100% | 100% | 100%
87 | Industrial Gas Other Kiln | 2020 | 0 | 1000000 | 100% | 100% | 100% | 100% | 100% | 100% | 100%
87 | Industrial Gas Other Kiln | 2021 | 0 | 1000000 | 100% | 100% | 100% | 100% | 100% | 100% | 100%
87 | Industrial Gas Other Kiln | 2022 | 0 | 1000000 | 100% | 100% | 100% | 100% | 100% | 100% | 100%
87 | Industrial Gas Other Kiln | 2023 | 0 | 1000000 | 100% | 100% | 100% | 100% | 100% | 100% | 100%
87 | Industrial Gas Other Kiln | 2024 | 0 | 1000000 | 100% | 100% | 100% | 100% | 100% | 100% | 100%
87 | Industrial Gas Other Kiln | 2025 | 0 | 1000000 | 100% | 100% | 100% | 100% | 100% | 100% | 100%
87 | Industrial Gas Other Kiln | 2026 | 0 | 1000000 | 100% | 100% | 100% | 100% | 100% | 100% | 100%
87 | Industrial Gas Other Kiln | 2027 | 0 | 1000000 | 100% | 100% | 100% | 100% | 100% | 100% | 100%
87 | Industrial Gas Other Kiln | 2028 | 0 | 1000000 | 100% | 100% | 100% | 100% | 100% | 100% | 100%
87 | Industrial Gas Other Kiln | 2029 | 0 | 1000000 | 100% | 100% | 100% | 100% | 100% | 100% | 100%
87 | Industrial Gas Other Kiln | 2030 | 0 | 1000000 | 100% | 100% | 100% | 100% | 100% | 100% | 100%
87 | Industrial Gas Other Kiln | 2031 | 0 | 1000000 | 100% | 100% | 100% | 100% | 100% | 100% | 100%
87 | Industrial Gas Other Kiln | 2032 | 0 | 1000000 | 100% | 100% | 100% | 100% | 100% | 100% | 100%
87 | Industrial Gas Other Kiln | 2033 | 0 | 1000000 | 100% | 100% | 100% | 100% | 100% | 100% | 100%
87 | Industrial Gas Other Kiln | 2034 | 0 | 1000000 | 100% | 100% | 100% | 100% | 100% | 100% | 100%
87 | Industrial Gas Other Kiln | 2035 | 0 | 1000000 | 100% | 100% | 100% | 100% | 100% | 100% | 100%
87 | Industrial Gas Other Kiln | 2036 | 0 | 1000000 | 100% | 100% | 100% | 100% | 100% | 100% | 100%
87 | Industrial Gas Other Kiln | 2037 | 0 | 1000000 | 100% | 100% | 100% | 100% | 100% | 100% | 100%
87 | Industrial Gas Other Kiln | 2038 | 0 | 1000000 | 100% | 100% | 100% | 100% | 100% | 100% | 100%
87 | Industrial Gas Other Kiln | 2039 | 0 | 1000000 | 100% | 100% | 100% | 100% | 100% | 100% | 100%
87 | Industrial Gas Other Kiln | 2040 | 0 | 1000000 | 100% | 100% | 100% | 100% | 100% | 100% | 100%
87 | Industrial Gas Other Kiln | 2041 | 0 | 1000000 | 100% | 100% | 100% | 100% | 100% | 100% | 100%
87 | Industrial Gas Other Kiln | 2042 | 0 | 1000000 | 100% | 100% | 100% | 100% | 100% | 100% | 100%
87 | Industrial Gas Other Kiln | 2043 | 0 | 1000000 | 100% | 100% | 100% | 100% | 100% | 100% | 100%
87 | Industrial Gas Other Kiln | 2044 | 0 | 1000000 | 100% | 100% | 100% | 100% | 100% | 100% | 100%
87 | Industrial Gas Other Kiln | 2045 | 0 | 1000000 | 100% | 100% | 100% | 100% | 100% | 100% | 100%
87 | Industrial Gas Other Kiln | 2046 | 0 | 1000000 | 100% | 100% | 100% | 100% | 100% | 100% | 100%
87 | Industrial Gas Other Kiln | 2047 | 0 | 1000000 | 100% | 100% | 100% | 100% | 100% | 100% | 100%
87 | Industrial Gas Other Kiln | 2048 | 0 | 1000000 | 100% | 100% | 100% | 100% | 100% | 100% | 100%
87 | Industrial Gas Other Kiln | 2049 | 0 | 1000000 | 100% | 100% | 100% | 100% | 100% | 100% | 100%
87 | Industrial Gas Other Kiln | 2050 | 0 | 1000000 | 100% | 100% | 100% | 100% | 100% | 100% | 100%
88 | Industrial Gas Boiler | 2020 | 0 | 1000000 | 100% | 100% | 100% | 100% | 100% | 100% | 100%
88 | Industrial Gas Boiler | 2021 | 0 | 1000000 | 100% | 100% | 100% | 100% | 100% | 100% | 100%
88 | Industrial Gas Boiler | 2022 | 0 | 1000000 | 100% | 100% | 100% | 100% | 100% | 100% | 100%
88 | Industrial Gas Boiler | 2023 | 0 | 1000000 | 100% | 100% | 100% | 100% | 100% | 100% | 100%
88 | Industrial Gas Boiler | 2024 | 0 | 1000000 | 100% | 100% | 100% | 100% | 100% | 100% | 100%
88 | Industrial Gas Boiler | 2025 | 0 | 1000000 | 100% | 100% | 100% | 100% | 100% | 100% | 100%
88 | Industrial Gas Boiler | 2026 | 0 | 1000000 | 100% | 100% | 100% | 100% | 100% | 100% | 100%
88 | Industrial Gas Boiler | 2027 | 0 | 1000000 | 100% | 100% | 100% | 100% | 100% | 100% | 100%
88 | Industrial Gas Boiler | 2028 | 0 | 1000000 | 100% | 100% | 100% | 100% | 100% | 100% | 100%
88 | Industrial Gas Boiler | 2029 | 0 | 1000000 | 100% | 100% | 100% | 100% | 100% | 100% | 100%
88 | Industrial Gas Boiler | 2030 | 0 | 1000000 | 100% | 100% | 100% | 100% | 100% | 100% | 100%
88 | Industrial Gas Boiler | 2031 | 0 | 1000000 | 100% | 100% | 100% | 100% | 100% | 100% | 100%
88 | Industrial Gas Boiler | 2032 | 0 | 1000000 | 100% | 100% | 100% | 100% | 100% | 100% | 100%
88 | Industrial Gas Boiler | 2033 | 0 | 1000000 | 100% | 100% | 100% | 100% | 100% | 100% | 100%
88 | Industrial Gas Boiler | 2034 | 0 | 1000000 | 100% | 100% | 100% | 100% | 100% | 100% | 100%
88 | Industrial Gas Boiler | 2035 | 0 | 1000000 | 100% | 100% | 100% | 100% | 100% | 100% | 100%
88 | Industrial Gas Boiler | 2036 | 0 | 1000000 | 100% | 100% | 100% | 100% | 100% | 100% | 100%
88 | Industrial Gas Boiler | 2037 | 0 | 1000000 | 100% | 100% | 100% | 100% | 100% | 100% | 100%
88 | Industrial Gas Boiler | 2038 | 0 | 1000000 | 100% | 100% | 100% | 100% | 100% | 100% | 100%
88 | Industrial Gas Boiler | 2039 | 0 | 1000000 | 100% | 100% | 100% | 100% | 100% | 100% | 100%
88 | Industrial Gas Boiler | 2040 | 0 | 1000000 | 100% | 100% | 100% | 100% | 100% | 100% | 100%
88 | Industrial Gas Boiler | 2041 | 0 | 1000000 | 100% | 100% | 100% | 100% | 100% | 100% | 100%
88 | Industrial Gas Boiler | 2042 | 0 | 1000000 | 100% | 100% | 100% | 100% | 100% | 100% | 100%
88 | Industrial Gas Boiler | 2043 | 0 | 1000000 | 100% | 100% | 100% | 100% | 100% | 100% | 100%
88 | Industrial Gas Boiler | 2044 | 0 | 1000000 | 100% | 100% | 100% | 100% | 100% | 100% | 100%
88 | Industrial Gas Boiler | 2045 | 0 | 1000000 | 100% | 100% | 100% | 100% | 100% | 100% | 100%
88 | Industrial Gas Boiler | 2046 | 0 | 1000000 | 100% | 100% | 100% | 100% | 100% | 100% | 100%
88 | Industrial Gas Boiler | 2047 | 0 | 1000000 | 100% | 100% | 100% | 100% | 100% | 100% | 100%
88 | Industrial Gas Boiler | 2048 | 0 | 1000000 | 100% | 100% | 100% | 100% | 100% | 100% | 100%
88 | Industrial Gas Boiler | 2049 | 0 | 1000000 | 100% | 100% | 100% | 100% | 100% | 100% | 100%
88 | Industrial Gas Boiler | 2050 | 0 | 1000000 | 100% | 100% | 100% | 100% | 100% | 100% | 100%
89 | Industrial Gas Furnace | 2020 | 0 | 1000000 | 100% | 100% | 100% | 100% | 100% | 100% | 100%
89 | Industrial Gas Furnace | 2021 | 0 | 1000000 | 100% | 100% | 100% | 100% | 100% | 100% | 100%
89 | Industrial Gas Furnace | 2022 | 0 | 1000000 | 100% | 100% | 100% | 100% | 100% | 100% | 100%
89 | Industrial Gas Furnace | 2023 | 0 | 1000000 | 100% | 100% | 100% | 100% | 100% | 100% | 100%
89 | Industrial Gas Furnace | 2024 | 0 | 1000000 | 100% | 100% | 100% | 100% | 100% | 100% | 100%
89 | Industrial Gas Furnace | 2025 | 0 | 1000000 | 100% | 100% | 100% | 100% | 100% | 100% | 100%
89 | Industrial Gas Furnace | 2026 | 0 | 1000000 | 100% | 100% | 100% | 100% | 100% | 100% | 100%
89 | Industrial Gas Furnace | 2027 | 0 | 1000000 | 100% | 100% | 100% | 100% | 100% | 100% | 100%
89 | Industrial Gas Furnace | 2028 | 0 | 1000000 | 100% | 100% | 100% | 100% | 100% | 100% | 100%
89 | Industrial Gas Furnace | 2029 | 0 | 1000000 | 100% | 100% | 100% | 100% | 100% | 100% | 100%
89 | Industrial Gas Furnace | 2030 | 0 | 1000000 | 100% | 100% | 100% | 100% | 100% | 100% | 100%
89 | Industrial Gas Furnace | 2031 | 0 | 1000000 | 100% | 100% | 100% | 100% | 100% | 100% | 100%
89 | Industrial Gas Furnace | 2032 | 0 | 1000000 | 100% | 100% | 100% | 100% | 100% | 100% | 100%
89 | Industrial Gas Furnace | 2033 | 0 | 1000000 | 100% | 100% | 100% | 100% | 100% | 100% | 100%
89 | Industrial Gas Furnace | 2034 | 0 | 1000000 | 100% | 100% | 100% | 100% | 100% | 100% | 100%
89 | Industrial Gas Furnace | 2035 | 0 | 1000000 | 100% | 100% | 100% | 100% | 100% | 100% | 100%
89 | Industrial Gas Furnace | 2036 | 0 | 1000000 | 100% | 100% | 100% | 100% | 100% | 100% | 100%
89 | Industrial Gas Furnace | 2037 | 0 | 1000000 | 100% | 100% | 100% | 100% | 100% | 100% | 100%
89 | Industrial Gas Furnace | 2038 | 0 | 1000000 | 100% | 100% | 100% | 100% | 100% | 100% | 100%
89 | Industrial Gas Furnace | 2039 | 0 | 1000000 | 100% | 100% | 100% | 100% | 100% | 100% | 100%
89 | Industrial Gas Furnace | 2040 | 0 | 1000000 | 100% | 100% | 100% | 100% | 100% | 100% | 100%
89 | Industrial Gas Furnace | 2041 | 0 | 1000000 | 100% | 100% | 100% | 100% | 100% | 100% | 100%
89 | Industrial Gas Furnace | 2042 | 0 | 1000000 | 100% | 100% | 100% | 100% | 100% | 100% | 100%
89 | Industrial Gas Furnace | 2043 | 0 | 1000000 | 100% | 100% | 100% | 100% | 100% | 100% | 100%
89 | Industrial Gas Furnace | 2044 | 0 | 1000000 | 100% | 100% | 100% | 100% | 100% | 100% | 100%
89 | Industrial Gas Furnace | 2045 | 0 | 1000000 | 100% | 100% | 100% | 100% | 100% | 100% | 100%
89 | Industrial Gas Furnace | 2046 | 0 | 1000000 | 100% | 100% | 100% | 100% | 100% | 100% | 100%
89 | Industrial Gas Furnace | 2047 | 0 | 1000000 | 100% | 100% | 100% | 100% | 100% | 100% | 100%
89 | Industrial Gas Furnace | 2048 | 0 | 1000000 | 100% | 100% | 100% | 100% | 100% | 100% | 100%
89 | Industrial Gas Furnace | 2049 | 0 | 1000000 | 100% | 100% | 100% | 100% | 100% | 100% | 100%
89 | Industrial Gas Furnace | 2050 | 0 | 1000000 | 100% | 100% | 100% | 100% | 100% | 100% | 100%
90 | Industrial Gas Dryer | 2020 | 0 | 1000000 | 100% | 100% | 100% | 100% | 100% | 100% | 100%
90 | Industrial Gas Dryer | 2021 | 0 | 1000000 | 100% | 100% | 100% | 100% | 100% | 100% | 100%
90 | Industrial Gas Dryer | 2022 | 0 | 1000000 | 100% | 100% | 100% | 100% | 100% | 100% | 100%
90 | Industrial Gas Dryer | 2023 | 0 | 1000000 | 100% | 100% | 100% | 100% | 100% | 100% | 100%
90 | Industrial Gas Dryer | 2024 | 0 | 1000000 | 100% | 100% | 100% | 100% | 100% | 100% | 100%
90 | Industrial Gas Dryer | 2025 | 0 | 1000000 | 100% | 100% | 100% | 100% | 100% | 100% | 100%
90 | Industrial Gas Dryer | 2026 | 0 | 1000000 | 100% | 100% | 100% | 100% | 100% | 100% | 100%
90 | Industrial Gas Dryer | 2027 | 0 | 1000000 | 100% | 100% | 100% | 100% | 100% | 100% | 100%
90 | Industrial Gas Dryer | 2028 | 0 | 1000000 | 100% | 100% | 100% | 100% | 100% | 100% | 100%
90 | Industrial Gas Dryer | 2029 | 0 | 1000000 | 100% | 100% | 100% | 100% | 100% | 100% | 100%
90 | Industrial Gas Dryer | 2030 | 0 | 1000000 | 100% | 100% | 100% | 100% | 100% | 100% | 100%
90 | Industrial Gas Dryer | 2031 | 0 | 1000000 | 100% | 100% | 100% | 100% | 100% | 100% | 100%
90 | Industrial Gas Dryer | 2032 | 0 | 1000000 | 100% | 100% | 100% | 100% | 100% | 100% | 100%
90 | Industrial Gas Dryer | 2033 | 0 | 1000000 | 100% | 100% | 100% | 100% | 100% | 100% | 100%
90 | Industrial Gas Dryer | 2034 | 0 | 1000000 | 100% | 100% | 100% | 100% | 100% | 100% | 100%
90 | Industrial Gas Dryer | 2035 | 0 | 1000000 | 100% | 100% | 100% | 100% | 100% | 100% | 100%
90 | Industrial Gas Dryer | 2036 | 0 | 1000000 | 100% | 100% | 100% | 100% | 100% | 100% | 100%
90 | Industrial Gas Dryer | 2037 | 0 | 1000000 | 100% | 100% | 100% | 100% | 100% | 100% | 100%
90 | Industrial Gas Dryer | 2038 | 0 | 1000000 | 100% | 100% | 100% | 100% | 100% | 100% | 100%
90 | Industrial Gas Dryer | 2039 | 0 | 1000000 | 100% | 100% | 100% | 100% | 100% | 100% | 100%
90 | Industrial Gas Dryer | 2040 | 0 | 1000000 | 100% | 100% | 100% | 100% | 100% | 100% | 100%
90 | Industrial Gas Dryer | 2041 | 0 | 1000000 | 100% | 100% | 100% | 100% | 100% | 100% | 100%
90 | Industrial Gas Dryer | 2042 | 0 | 1000000 | 100% | 100% | 100% | 100% | 100% | 100% | 100%
90 | Industrial Gas Dryer | 2043 | 0 | 1000000 | 100% | 100% | 100% | 100% | 100% | 100% | 100%
90 | Industrial Gas Dryer | 2044 | 0 | 1000000 | 100% | 100% | 100% | 100% | 100% | 100% | 100%
90 | Industrial Gas Dryer | 2045 | 0 | 1000000 | 100% | 100% | 100% | 100% | 100% | 100% | 100%
90 | Industrial Gas Dryer | 2046 | 0 | 1000000 | 100% | 100% | 100% | 100% | 100% | 100% | 100%
90 | Industrial Gas Dryer | 2047 | 0 | 1000000 | 100% | 100% | 100% | 100% | 100% | 100% | 100%
90 | Industrial Gas Dryer | 2048 | 0 | 1000000 | 100% | 100% | 100% | 100% | 100% | 100% | 100%
90 | Industrial Gas Dryer | 2049 | 0 | 1000000 | 100% | 100% | 100% | 100% | 100% | 100% | 100%
90 | Industrial Gas Dryer | 2050 | 0 | 1000000 | 100% | 100% | 100% | 100% | 100% | 100% | 100%
91 | Industrial Gas Oven | 2020 | 0 | 1000000 | 100% | 100% | 100% | 100% | 100% | 100% | 100%
91 | Industrial Gas Oven | 2021 | 0 | 1000000 | 100% | 100% | 100% | 100% | 100% | 100% | 100%
91 | Industrial Gas Oven | 2022 | 0 | 1000000 | 100% | 100% | 100% | 100% | 100% | 100% | 100%
91 | Industrial Gas Oven | 2023 | 0 | 1000000 | 100% | 100% | 100% | 100% | 100% | 100% | 100%
91 | Industrial Gas Oven | 2024 | 0 | 1000000 | 100% | 100% | 100% | 100% | 100% | 100% | 100%
91 | Industrial Gas Oven | 2025 | 0 | 1000000 | 100% | 100% | 100% | 100% | 100% | 100% | 100%
91 | Industrial Gas Oven | 2026 | 0 | 1000000 | 100% | 100% | 100% | 100% | 100% | 100% | 100%
91 | Industrial Gas Oven | 2027 | 0 | 1000000 | 100% | 100% | 100% | 100% | 100% | 100% | 100%
91 | Industrial Gas Oven | 2028 | 0 | 1000000 | 100% | 100% | 100% | 100% | 100% | 100% | 100%
91 | Industrial Gas Oven | 2029 | 0 | 1000000 | 100% | 100% | 100% | 100% | 100% | 100% | 100%
91 | Industrial Gas Oven | 2030 | 0 | 1000000 | 100% | 100% | 100% | 100% | 100% | 100% | 100%
91 | Industrial Gas Oven | 2031 | 0 | 1000000 | 100% | 100% | 100% | 100% | 100% | 100% | 100%
91 | Industrial Gas Oven | 2032 | 0 | 1000000 | 100% | 100% | 100% | 100% | 100% | 100% | 100%
91 | Industrial Gas Oven | 2033 | 0 | 1000000 | 100% | 100% | 100% | 100% | 100% | 100% | 100%
91 | Industrial Gas Oven | 2034 | 0 | 1000000 | 100% | 100% | 100% | 100% | 100% | 100% | 100%
91 | Industrial Gas Oven | 2035 | 0 | 1000000 | 100% | 100% | 100% | 100% | 100% | 100% | 100%
91 | Industrial Gas Oven | 2036 | 0 | 1000000 | 100% | 100% | 100% | 100% | 100% | 100% | 100%
91 | Industrial Gas Oven | 2037 | 0 | 1000000 | 100% | 100% | 100% | 100% | 100% | 100% | 100%
91 | Industrial Gas Oven | 2038 | 0 | 1000000 | 100% | 100% | 100% | 100% | 100% | 100% | 100%
91 | Industrial Gas Oven | 2039 | 0 | 1000000 | 100% | 100% | 100% | 100% | 100% | 100% | 100%
91 | Industrial Gas Oven | 2040 | 0 | 1000000 | 100% | 100% | 100% | 100% | 100% | 100% | 100%
91 | Industrial Gas Oven | 2041 | 0 | 1000000 | 100% | 100% | 100% | 100% | 100% | 100% | 100%
91 | Industrial Gas Oven | 2042 | 0 | 1000000 | 100% | 100% | 100% | 100% | 100% | 100% | 100%
91 | Industrial Gas Oven | 2043 | 0 | 1000000 | 100% | 100% | 100% | 100% | 100% | 100% | 100%
91 | Industrial Gas Oven | 2044 | 0 | 1000000 | 100% | 100% | 100% | 100% | 100% | 100% | 100%
91 | Industrial Gas Oven | 2045 | 0 | 1000000 | 100% | 100% | 100% | 100% | 100% | 100% | 100%
91 | Industrial Gas Oven | 2046 | 0 | 1000000 | 100% | 100% | 100% | 100% | 100% | 100% | 100%
91 | Industrial Gas Oven | 2047 | 0 | 1000000 | 100% | 100% | 100% | 100% | 100% | 100% | 100%
91 | Industrial Gas Oven | 2048 | 0 | 1000000 | 100% | 100% | 100% | 100% | 100% | 100% | 100%
91 | Industrial Gas Oven | 2049 | 0 | 1000000 | 100% | 100% | 100% | 100% | 100% | 100% | 100%
91 | Industrial Gas Oven | 2050 | 0 | 1000000 | 100% | 100% | 100% | 100% | 100% | 100% | 100%
92 | Industrial Gas CHP | 2020 | 0 | 1000000 | 100% | 100% | 100% | 100% | 100% | 100% | 100%
92 | Industrial Gas CHP | 2021 | 0 | 1000000 | 100% | 100% | 100% | 100% | 100% | 100% | 100%
92 | Industrial Gas CHP | 2022 | 0 | 1000000 | 100% | 100% | 100% | 100% | 100% | 100% | 100%
92 | Industrial Gas CHP | 2023 | 0 | 1000000 | 100% | 100% | 100% | 100% | 100% | 100% | 100%
92 | Industrial Gas CHP | 2024 | 0 | 1000000 | 100% | 100% | 100% | 100% | 100% | 100% | 100%
92 | Industrial Gas CHP | 2025 | 0 | 1000000 | 100% | 100% | 100% | 100% | 100% | 100% | 100%
92 | Industrial Gas CHP | 2026 | 0 | 1000000 | 100% | 100% | 100% | 100% | 100% | 100% | 100%
92 | Industrial Gas CHP | 2027 | 0 | 1000000 | 100% | 100% | 100% | 100% | 100% | 100% | 100%
92 | Industrial Gas CHP | 2028 | 0 | 1000000 | 100% | 100% | 100% | 100% | 100% | 100% | 100%
92 | Industrial Gas CHP | 2029 | 0 | 1000000 | 100% | 100% | 100% | 100% | 100% | 100% | 100%
92 | Industrial Gas CHP | 2030 | 0 | 1000000 | 100% | 100% | 100% | 100% | 100% | 100% | 100%
92 | Industrial Gas CHP | 2031 | 0 | 1000000 | 100% | 100% | 100% | 100% | 100% | 100% | 100%
92 | Industrial Gas CHP | 2032 | 0 | 1000000 | 100% | 100% | 100% | 100% | 100% | 100% | 100%
92 | Industrial Gas CHP | 2033 | 0 | 1000000 | 100% | 100% | 100% | 100% | 100% | 100% | 100%
92 | Industrial Gas CHP | 2034 | 0 | 1000000 | 100% | 100% | 100% | 100% | 100% | 100% | 100%
92 | Industrial Gas CHP | 2035 | 0 | 1000000 | 100% | 100% | 100% | 100% | 100% | 100% | 100%
92 | Industrial Gas CHP | 2036 | 0 | 1000000 | 100% | 100% | 100% | 100% | 100% | 100% | 100%
92 | Industrial Gas CHP | 2037 | 0 | 1000000 | 100% | 100% | 100% | 100% | 100% | 100% | 100%
92 | Industrial Gas CHP | 2038 | 0 | 1000000 | 100% | 100% | 100% | 100% | 100% | 100% | 100%
92 | Industrial Gas CHP | 2039 | 0 | 1000000 | 100% | 100% | 100% | 100% | 100% | 100% | 100%
92 | Industrial Gas CHP | 2040 | 0 | 1000000 | 100% | 100% | 100% | 100% | 100% | 100% | 100%
92 | Industrial Gas CHP | 2041 | 0 | 1000000 | 100% | 100% | 100% | 100% | 100% | 100% | 100%
92 | Industrial Gas CHP | 2042 | 0 | 1000000 | 100% | 100% | 100% | 100% | 100% | 100% | 100%
92 | Industrial Gas CHP | 2043 | 0 | 1000000 | 100% | 100% | 100% | 100% | 100% | 100% | 100%
92 | Industrial Gas CHP | 2044 | 0 | 1000000 | 100% | 100% | 100% | 100% | 100% | 100% | 100%
92 | Industrial Gas CHP | 2045 | 0 | 1000000 | 100% | 100% | 100% | 100% | 100% | 100% | 100%
92 | Industrial Gas CHP | 2046 | 0 | 1000000 | 100% | 100% | 100% | 100% | 100% | 100% | 100%
92 | Industrial Gas CHP | 2047 | 0 | 1000000 | 100% | 100% | 100% | 100% | 100% | 100% | 100%
92 | Industrial Gas CHP | 2048 | 0 | 1000000 | 100% | 100% | 100% | 100% | 100% | 100% | 100%
92 | Industrial Gas CHP | 2049 | 0 | 1000000 | 100% | 100% | 100% | 100% | 100% | 100% | 100%
92 | Industrial Gas CHP | 2050 | 0 | 1000000 | 100% | 100% | 100% | 100% | 100% | 100% | 100%

## Technology Suitability - Indust
Technology Suitability Mappings
Sheet with suitabilities for each technology and each consumer archetype considered in WS3 of the NCA project
Section Title
[9 empty] | Technology Suitabilities | [23 empty] | Counterfactual suitabilities
Building ID | Subsector | Building type | ETS status | Size | HVAC type | Heating | Fuel (industrial) | Equipment Stock | Industrial Mixed Fuel Kiln + Calciner (high % biomass and waste fuel) | Industrial Hydrogen Kiln (Lime only) | Industrial Hydrogen Kiln | Industrial Electric Kiln | Industrial Hydrogen Boiler | Industrial Electric Boiler | Industrial Biomass Boiler | Industrial Heat Pump - Medium Temperature (Hot Water) | Industrial Heat Pump - High Temperature (Steam) | Industrial Hydrogen CHP | Industrial Biomass CHP | Industrial Electric Boiler + Grid Connection | Industrial Hydrogen Oven | Industrial Electric Oven | Industrial Hydrogen Furnace | Industrial Electric Furnace | Industrial Hydrogen Dryer | Industrial Electric Dryer | Industrial Biomethane Other Kiln | Industrial Biomethane Boiler | Industrial Biomethane CHP | Industrial Biomethane Oven | Industrial Biomethane Furnace | Industrial Biomethane Dryer | Industrial Bio waste Boiler | Industrial Bio waste CHP | Industrial Bio waste Furnace | Industrial Bio waste Cement/Lime Kiln | Industrial Bio waste Dryer | Industrial Bio waste Other Kiln | Industrial Bio waste Oven | Industrial Non-bio waste Boiler | Industrial Non-bio waste CHP | Industrial Non-bio waste Furnace | Industrial Non-bio waste Cement/Lime Kiln | Industrial Non-bio waste Dryer | Industrial Non-bio waste Other Kiln | Industrial Non-bio waste Oven | Industrial Bio fuel Boiler | Industrial Bio fuel CHP | Industrial Bio fuel Furnace | Industrial Bio fuel Cement/Lime Kiln | Industrial Bio fuel Dryer | Industrial Bio fuel Other Kiln | Industrial Bio fuel Oven | Industrial Solid Fuels Boiler | Industrial Solid Fuels CHP | Industrial Solid Fuels Furnace | Industrial Solid Fuels Cement/Lime Kiln | Industrial Solid Fuels Dryer | Industrial Solid Fuels Other Kiln | Industrial Solid Fuels Oven | Industrial Oil Boiler | Industrial Oil CHP | Industrial Oil Furnace | Industrial Oil Cement/Lime Kiln | Industrial Oil Dryer | Industrial Oil Other Kiln | Industrial Oil Oven | Industrial Gas Boiler | Industrial Gas CHP | Industrial Gas Furnace | Industrial Gas Cement/Lime Kiln | Industrial Gas Dryer | Industrial Gas Other Kiln | Industrial Gas Oven
285 | Industry | Metals | ETS |  |  | Industrial Bio waste Boiler | Bio waste | 0 | 0 | 0 | 0 | 0 | 1 | 1 | 1 | 0 | 0.125 | 0 | 0 | 0 | 0 | 0 | 0 | 0 | 0 | 0 | 0 | 0 | 0 | 0 | 0 | 0 | 1 | 0 | 0 | 0 | 0 | 0 | 0 | 0 | 0 | 0 | 0 | 0 | 0 | 0 | 0 | 0 | 0 | 0 | 0 | 0 | 0 | 0 | 0 | 0 | 0 | 0 | 0 | 0 | 0 | 0 | 0 | 0 | 0 | 0 | 0 | 0 | 0 | 0 | 0 | 0 | 0 | 0
286 | Industry | Metals | ETS |  |  | Industrial Bio waste CHP | Bio waste | 0 | 0 | 0 | 0 | 0 | 0 | 0 | 0 | 0 | 0 | 1 | 1 | 1 | 0 | 0 | 0 | 0 | 0 | 0 | 0 | 0 | 0 | 0 | 0 | 0 | 0 | 1 | 0 | 0 | 0 | 0 | 0 | 0 | 0 | 0 | 0 | 0 | 0 | 0 | 0 | 0 | 0 | 0 | 0 | 0 | 0 | 0 | 0 | 0 | 0 | 0 | 0 | 0 | 0 | 0 | 0 | 0 | 0 | 0 | 0 | 0 | 0 | 0 | 0 | 0 | 0 | 0
287 | Industry | Metals | ETS |  |  | Industrial Bio waste Furnace | Bio waste | 0 | 0 | 0 | 0 | 0 | 0 | 0 | 0 | 0 | 0 | 0 | 0 | 0 | 0 | 0 | 1 | 0 | 0 | 0 | 0 | 0 | 0 | 0 | 0 | 0 | 0 | 0 | 1 | 0 | 0 | 0 | 0 | 0 | 0 | 0 | 0 | 0 | 0 | 0 | 0 | 0 | 0 | 0 | 0 | 0 | 0 | 0 | 0 | 0 | 0 | 0 | 0 | 0 | 0 | 0 | 0 | 0 | 0 | 0 | 0 | 0 | 0 | 0 | 0 | 0 | 0 | 0
288 | Industry | Cement | ETS |  |  | Industrial Bio waste Cement/Lime Kiln | Bio waste | 0.81669 | 1 | 0 | 0 | 0 | 0 | 0 | 0 | 0 | 0 | 0 | 0 | 0 | 0 | 0 | 0 | 0 | 0 | 0 | 0 | 0 | 0 | 0 | 0 | 0 | 0 | 0 | 0 | 1 | 0 | 0 | 0 | 0 | 0 | 0 | 0 | 0 | 0 | 0 | 0 | 0 | 0 | 0 | 0 | 0 | 0 | 0 | 0 | 0 | 0 | 0 | 0 | 0 | 0 | 0 | 0 | 0 | 0 | 0 | 0 | 0 | 0 | 0 | 0 | 0 | 0 | 0
289 | Industry | Cement | ETS |  |  | Industrial Bio waste Furnace | Bio waste | 0 | 0 | 0 | 0 | 0 | 0 | 0 | 0 | 0 | 0 | 0 | 0 | 0 | 0 | 0 | 1 | 0 | 0 | 0 | 0 | 0 | 0 | 0 | 0 | 0 | 0 | 0 | 1 | 0 | 0 | 0 | 0 | 0 | 0 | 0 | 0 | 0 | 0 | 0 | 0 | 0 | 0 | 0 | 0 | 0 | 0 | 0 | 0 | 0 | 0 | 0 | 0 | 0 | 0 | 0 | 0 | 0 | 0 | 0 | 0 | 0 | 0 | 0 | 0 | 0 | 0 | 0
290 | Industry | Cement | ETS |  |  | Industrial Bio waste Dryer | Bio waste | 0.81669 | 0 | 0 | 0 | 0 | 0 | 0 | 0 | 0 | 0 | 0 | 0 | 0 | 0 | 0 | 0 | 0 | 1 | 1 | 0 | 0 | 0 | 0 | 0 | 0 | 0 | 0 | 0 | 0 | 1 | 0 | 0 | 0 | 0 | 0 | 0 | 0 | 0 | 0 | 0 | 0 | 0 | 0 | 0 | 0 | 0 | 0 | 0 | 0 | 0 | 0 | 0 | 0 | 0 | 0 | 0 | 0 | 0 | 0 | 0 | 0 | 0 | 0 | 0 | 0 | 0 | 0
291 | Industry | Refining | ETS |  |  | Industrial Bio waste Boiler | Bio waste | 0 | 0 | 0 | 0 | 0 | 1 | 1 | 1 | 0 | 0.125 | 0 | 0 | 0 | 0 | 0 | 0 | 0 | 0 | 0 | 0 | 0 | 0 | 0 | 0 | 0 | 1 | 0 | 0 | 0 | 0 | 0 | 0 | 0 | 0 | 0 | 0 | 0 | 0 | 0 | 0 | 0 | 0 | 0 | 0 | 0 | 0 | 0 | 0 | 0 | 0 | 0 | 0 | 0 | 0 | 0 | 0 | 0 | 0 | 0 | 0 | 0 | 0 | 0 | 0 | 0 | 0 | 0
292 | Industry | Refining | ETS |  |  | Industrial Bio waste CHP | Bio waste | 0 | 0 | 0 | 0 | 0 | 0 | 0 | 0 | 0 | 0 | 1 | 1 | 1 | 0 | 0 | 0 | 0 | 0 | 0 | 0 | 0 | 0 | 0 | 0 | 0 | 0 | 1 | 0 | 0 | 0 | 0 | 0 | 0 | 0 | 0 | 0 | 0 | 0 | 0 | 0 | 0 | 0 | 0 | 0 | 0 | 0 | 0 | 0 | 0 | 0 | 0 | 0 | 0 | 0 | 0 | 0 | 0 | 0 | 0 | 0 | 0 | 0 | 0 | 0 | 0 | 0 | 0
293 | Industry | Refining | ETS |  |  | Industrial Bio waste Furnace | Bio waste | 0 | 0 | 0 | 0 | 0 | 0 | 0 | 0 | 0 | 0 | 0 | 0 | 0 | 0 | 0 | 1 | 0 | 0 | 0 | 0 | 0 | 0 | 0 | 0 | 0 | 0 | 0 | 1 | 0 | 0 | 0 | 0 | 0 | 0 | 0 | 0 | 0 | 0 | 0 | 0 | 0 | 0 | 0 | 0 | 0 | 0 | 0 | 0 | 0 | 0 | 0 | 0 | 0 | 0 | 0 | 0 | 0 | 0 | 0 | 0 | 0 | 0 | 0 | 0 | 0 | 0 | 0
294 | Industry | Wood Products | ETS |  |  | Industrial Bio waste Boiler | Bio waste | 0 | 0 | 0 | 0 | 0 | 1 | 1 | 1 | 0 | 0.125 | 0 | 0 | 0 | 0 | 0 | 0 | 0 | 0 | 0 | 0 | 0 | 0 | 0 | 0 | 0 | 1 | 0 | 0 | 0 | 0 | 0 | 0 | 0 | 0 | 0 | 0 | 0 | 0 | 0 | 0 | 0 | 0 | 0 | 0 | 0 | 0 | 0 | 0 | 0 | 0 | 0 | 0 | 0 | 0 | 0 | 0 | 0 | 0 | 0 | 0 | 0 | 0 | 0 | 0 | 0 | 0 | 0
295 | Industry | Wood Products | ETS |  |  | Industrial Bio waste Dryer | Bio waste | 0 | 0 | 0 | 0 | 0 | 0 | 0 | 0 | 0 | 0 | 0 | 0 | 0 | 0 | 0 | 0 | 0 | 1 | 1 | 0 | 0 | 0 | 0 | 0 | 0 | 0 | 0 | 0 | 0 | 1 | 0 | 0 | 0 | 0 | 0 | 0 | 0 | 0 | 0 | 0 | 0 | 0 | 0 | 0 | 0 | 0 | 0 | 0 | 0 | 0 | 0 | 0 | 0 | 0 | 0 | 0 | 0 | 0 | 0 | 0 | 0 | 0 | 0 | 0 | 0 | 0 | 0
296 | Industry | Other Minerals | ETS |  |  | Industrial Bio waste Other Kiln | Bio waste | 0 | 0 | 0 | 1 | 1 | 0 | 0 | 0 | 0 | 0 | 0 | 0 | 0 | 0 | 0 | 0 | 0 | 0 | 0 | 0 | 0 | 0 | 0 | 0 | 0 | 0 | 0 | 0 | 0 | 0 | 1 | 0 | 0 | 0 | 0 | 0 | 0 | 0 | 0 | 0 | 0 | 0 | 0 | 0 | 0 | 0 | 0 | 0 | 0 | 0 | 0 | 0 | 0 | 0 | 0 | 0 | 0 | 0 | 0 | 0 | 0 | 0 | 0 | 0 | 0 | 0 | 0
297 | Industry | Other Minerals | ETS |  |  | Industrial Bio waste Boiler | Bio waste | 0 | 0 | 0 | 0 | 0 | 1 | 1 | 1 | 0 | 0.125 | 0 | 0 | 0 | 0 | 0 | 0 | 0 | 0 | 0 | 0 | 0 | 0 | 0 | 0 | 0 | 1 | 0 | 0 | 0 | 0 | 0 | 0 | 0 | 0 | 0 | 0 | 0 | 0 | 0 | 0 | 0 | 0 | 0 | 0 | 0 | 0 | 0 | 0 | 0 | 0 | 0 | 0 | 0 | 0 | 0 | 0 | 0 | 0 | 0 | 0 | 0 | 0 | 0 | 0 | 0 | 0 | 0
298 | Industry | Other Minerals | ETS |  |  | Industrial Bio waste Dryer | Bio waste | 0 | 0 | 0 | 0 | 0 | 0 | 0 | 0 | 0 | 0 | 0 | 0 | 0 | 0 | 0 | 0 | 0 | 1 | 1 | 0 | 0 | 0 | 0 | 0 | 0 | 0 | 0 | 0 | 0 | 1 | 0 | 0 | 0 | 0 | 0 | 0 | 0 | 0 | 0 | 0 | 0 | 0 | 0 | 0 | 0 | 0 | 0 | 0 | 0 | 0 | 0 | 0 | 0 | 0 | 0 | 0 | 0 | 0 | 0 | 0 | 0 | 0 | 0 | 0 | 0 | 0 | 0
299 | Industry | Food and Drink | ETS |  |  | Industrial Bio waste Boiler | Bio waste | 0 | 0 | 0 | 0 | 0 | 1 | 1 | 1 | 0.3 | 0.125 | 0 | 0 | 0 | 0 | 0 | 0 | 0 | 0 | 0 | 0 | 0 | 0 | 0 | 0 | 0 | 1 | 0 | 0 | 0 | 0 | 0 | 0 | 0 | 0 | 0 | 0 | 0 | 0 | 0 | 0 | 0 | 0 | 0 | 0 | 0 | 0 | 0 | 0 | 0 | 0 | 0 | 0 | 0 | 0 | 0 | 0 | 0 | 0 | 0 | 0 | 0 | 0 | 0 | 0 | 0 | 0 | 0
300 | Industry | Food and Drink | ETS |  |  | Industrial Bio waste CHP | Bio waste | 0 | 0 | 0 | 0 | 0 | 0 | 0 | 0 | 0 | 0 | 1 | 1 | 1 | 0 | 0 | 0 | 0 | 0 | 0 | 0 | 0 | 0 | 0 | 0 | 0 | 0 | 1 | 0 | 0 | 0 | 0 | 0 | 0 | 0 | 0 | 0 | 0 | 0 | 0 | 0 | 0 | 0 | 0 | 0 | 0 | 0 | 0 | 0 | 0 | 0 | 0 | 0 | 0 | 0 | 0 | 0 | 0 | 0 | 0 | 0 | 0 | 0 | 0 | 0 | 0 | 0 | 0
301 | Industry | Food and Drink | ETS |  |  | Industrial Bio waste Oven | Bio waste | 0 | 0 | 0 | 0 | 0 | 0 | 0 | 0 | 0 | 0 | 0 | 0 | 0 | 1 | 1 | 0 | 0 | 0 | 0 | 0 | 0 | 0 | 0 | 0 | 0 | 0 | 0 | 0 | 0 | 0 | 0 | 1 | 0 | 0 | 0 | 0 | 0 | 0 | 0 | 0 | 0 | 0 | 0 | 0 | 0 | 0 | 0 | 0 | 0 | 0 | 0 | 0 | 0 | 0 | 0 | 0 | 0 | 0 | 0 | 0 | 0 | 0 | 0 | 0 | 0 | 0 | 0
302 | Industry | Food and Drink | ETS |  |  | Industrial Bio waste Dryer | Bio waste | 0 | 0 | 0 | 0 | 0 | 0 | 0 | 0 | 0 | 0 | 0 | 0 | 0 | 0 | 0 | 0 | 0 | 1 | 1 | 0 | 0 | 0 | 0 | 0 | 0 | 0 | 0 | 0 | 0 | 1 | 0 | 0 | 0 | 0 | 0 | 0 | 0 | 0 | 0 | 0 | 0 | 0 | 0 | 0 | 0 | 0 | 0 | 0 | 0 | 0 | 0 | 0 | 0 | 0 | 0 | 0 | 0 | 0 | 0 | 0 | 0 | 0 | 0 | 0 | 0 | 0 | 0
303 | Industry | Lime | ETS |  |  | Industrial Bio waste Cement/Lime Kiln | Bio waste | 0 | 1 | 1 | 0 | 0 | 0 | 0 | 0 | 0 | 0 | 0 | 0 | 0 | 0 | 0 | 0 | 0 | 0 | 0 | 0 | 0 | 0 | 0 | 0 | 0 | 0 | 0 | 0 | 1 | 0 | 0 | 0 | 0 | 0 | 0 | 0 | 0 | 0 | 0 | 0 | 0 | 0 | 0 | 0 | 0 | 0 | 0 | 0 | 0 | 0 | 0 | 0 | 0 | 0 | 0 | 0 | 0 | 0 | 0 | 0 | 0 | 0 | 0 | 0 | 0 | 0 | 0
304 | Industry | Lime | ETS |  |  | Industrial Bio waste Other Kiln | Bio waste | 0 | 0 | 0 | 1 | 1 | 0 | 0 | 0 | 0 | 0 | 0 | 0 | 0 | 0 | 0 | 0 | 0 | 0 | 0 | 0 | 0 | 0 | 0 | 0 | 0 | 0 | 0 | 0 | 0 | 0 | 1 | 0 | 0 | 0 | 0 | 0 | 0 | 0 | 0 | 0 | 0 | 0 | 0 | 0 | 0 | 0 | 0 | 0 | 0 | 0 | 0 | 0 | 0 | 0 | 0 | 0 | 0 | 0 | 0 | 0 | 0 | 0 | 0 | 0 | 0 | 0 | 0
305 | Industry | Lime | ETS |  |  | Industrial Bio waste Furnace | Bio waste | 0 | 0 | 0 | 0 | 0 | 0 | 0 | 0 | 0 | 0 | 0 | 0 | 0 | 0 | 0 | 1 | 0 | 0 | 0 | 0 | 0 | 0 | 0 | 0 | 0 | 0 | 0 | 1 | 0 | 0 | 0 | 0 | 0 | 0 | 0 | 0 | 0 | 0 | 0 | 0 | 0 | 0 | 0 | 0 | 0 | 0 | 0 | 0 | 0 | 0 | 0 | 0 | 0 | 0 | 0 | 0 | 0 | 0 | 0 | 0 | 0 | 0 | 0 | 0 | 0 | 0 | 0
306 | Industry | Lime | ETS |  |  | Industrial Bio waste Dryer | Bio waste | 0 | 0 | 0 | 0 | 0 | 0 | 0 | 0 | 0 | 0 | 0 | 0 | 0 | 0 | 0 | 0 | 0 | 1 | 1 | 0 | 0 | 0 | 0 | 0 | 0 | 0 | 0 | 0 | 0 | 1 | 0 | 0 | 0 | 0 | 0 | 0 | 0 | 0 | 0 | 0 | 0 | 0 | 0 | 0 | 0 | 0 | 0 | 0 | 0 | 0 | 0 | 0 | 0 | 0 | 0 | 0 | 0 | 0 | 0 | 0 | 0 | 0 | 0 | 0 | 0 | 0 | 0
307 | Industry | Other Industry | ETS |  |  | Industrial Bio waste Other Kiln | Bio waste | 0 | 0 | 0 | 1 | 1 | 0 | 0 | 0 | 0 | 0 | 0 | 0 | 0 | 0 | 0 | 0 | 0 | 0 | 0 | 0 | 0 | 0 | 0 | 0 | 0 | 0 | 0 | 0 | 0 | 0 | 1 | 0 | 0 | 0 | 0 | 0 | 0 | 0 | 0 | 0 | 0 | 0 | 0 | 0 | 0 | 0 | 0 | 0 | 0 | 0 | 0 | 0 | 0 | 0 | 0 | 0 | 0 | 0 | 0 | 0 | 0 | 0 | 0 | 0 | 0 | 0 | 0
308 | Industry | Other Industry | ETS |  |  | Industrial Bio waste Boiler | Bio waste | 0 | 0 | 0 | 0 | 0 | 1 | 1 | 1 | 0.4 | 0.125 | 0 | 0 | 0 | 0 | 0 | 0 | 0 | 0 | 0 | 0 | 0 | 0 | 0 | 0 | 0 | 1 | 0 | 0 | 0 | 0 | 0 | 0 | 0 | 0 | 0 | 0 | 0 | 0 | 0 | 0 | 0 | 0 | 0 | 0 | 0 | 0 | 0 | 0 | 0 | 0 | 0 | 0 | 0 | 0 | 0 | 0 | 0 | 0 | 0 | 0 | 0 | 0 | 0 | 0 | 0 | 0 | 0
309 | Industry | Other Industry | ETS |  |  | Industrial Bio waste CHP | Bio waste | 0 | 0 | 0 | 0 | 0 | 0 | 0 | 0 | 0 | 0 | 1 | 1 | 1 | 0 | 0 | 0 | 0 | 0 | 0 | 0 | 0 | 0 | 0 | 0 | 0 | 0 | 1 | 0 | 0 | 0 | 0 | 0 | 0 | 0 | 0 | 0 | 0 | 0 | 0 | 0 | 0 | 0 | 0 | 0 | 0 | 0 | 0 | 0 | 0 | 0 | 0 | 0 | 0 | 0 | 0 | 0 | 0 | 0 | 0 | 0 | 0 | 0 | 0 | 0 | 0 | 0 | 0
310 | Industry | Other Industry | ETS |  |  | Industrial Bio waste Oven | Bio waste | 0 | 0 | 0 | 0 | 0 | 0 | 0 | 0 | 0 | 0 | 0 | 0 | 0 | 1 | 1 | 0 | 0 | 0 | 0 | 0 | 0 | 0 | 0 | 0 | 0 | 0 | 0 | 0 | 0 | 0 | 0 | 1 | 0 | 0 | 0 | 0 | 0 | 0 | 0 | 0 | 0 | 0 | 0 | 0 | 0 | 0 | 0 | 0 | 0 | 0 | 0 | 0 | 0 | 0 | 0 | 0 | 0 | 0 | 0 | 0 | 0 | 0 | 0 | 0 | 0 | 0 | 0
311 | Industry | Other Industry | ETS |  |  | Industrial Bio waste Furnace | Bio waste | 0 | 0 | 0 | 0 | 0 | 0 | 0 | 0 | 0 | 0 | 0 | 0 | 0 | 0 | 0 | 1 | 0 | 0 | 0 | 0 | 0 | 0 | 0 | 0 | 0 | 0 | 0 | 1 | 0 | 0 | 0 | 0 | 0 | 0 | 0 | 0 | 0 | 0 | 0 | 0 | 0 | 0 | 0 | 0 | 0 | 0 | 0 | 0 | 0 | 0 | 0 | 0 | 0 | 0 | 0 | 0 | 0 | 0 | 0 | 0 | 0 | 0 | 0 | 0 | 0 | 0 | 0
312 | Industry | Other Industry | ETS |  |  | Industrial Bio waste Dryer | Bio waste | 0 | 0 | 0 | 0 | 0 | 0 | 0 | 0 | 0 | 0 | 0 | 0 | 0 | 0 | 0 | 0 | 0 | 1 | 1 | 0 | 0 | 0 | 0 | 0 | 0 | 0 | 0 | 0 | 0 | 1 | 0 | 0 | 0 | 0 | 0 | 0 | 0 | 0 | 0 | 0 | 0 | 0 | 0 | 0 | 0 | 0 | 0 | 0 | 0 | 0 | 0 | 0 | 0 | 0 | 0 | 0 | 0 | 0 | 0 | 0 | 0 | 0 | 0 | 0 | 0 | 0 | 0
313 | Industry | Chemicals | ETS |  |  | Industrial Bio waste Boiler | Bio waste | 0 | 0 | 0 | 0 | 0 | 1 | 1 | 1 | 0.2 | 0.125 | 0 | 0 | 0 | 0 | 0 | 0 | 0 | 0 | 0 | 0 | 0 | 0 | 0 | 0 | 0 | 1 | 0 | 0 | 0 | 0 | 0 | 0 | 0 | 0 | 0 | 0 | 0 | 0 | 0 | 0 | 0 | 0 | 0 | 0 | 0 | 0 | 0 | 0 | 0 | 0 | 0 | 0 | 0 | 0 | 0 | 0 | 0 | 0 | 0 | 0 | 0 | 0 | 0 | 0 | 0 | 0 | 0
314 | Industry | Chemicals | ETS |  |  | Industrial Bio waste CHP | Bio waste | 0 | 0 | 0 | 0 | 0 | 0 | 0 | 0 | 0 | 0 | 1 | 1 | 1 | 0 | 0 | 0 | 0 | 0 | 0 | 0 | 0 | 0 | 0 | 0 | 0 | 0 | 1 | 0 | 0 | 0 | 0 | 0 | 0 | 0 | 0 | 0 | 0 | 0 | 0 | 0 | 0 | 0 | 0 | 0 | 0 | 0 | 0 | 0 | 0 | 0 | 0 | 0 | 0 | 0 | 0 | 0 | 0 | 0 | 0 | 0 | 0 | 0 | 0 | 0 | 0 | 0 | 0
315 | Industry | Chemicals | ETS |  |  | Industrial Bio waste Oven | Bio waste | 0 | 0 | 0 | 0 | 0 | 0 | 0 | 0 | 0 | 0 | 0 | 0 | 0 | 1 | 1 | 0 | 0 | 0 | 0 | 0 | 0 | 0 | 0 | 0 | 0 | 0 | 0 | 0 | 0 | 0 | 0 | 1 | 0 | 0 | 0 | 0 | 0 | 0 | 0 | 0 | 0 | 0 | 0 | 0 | 0 | 0 | 0 | 0 | 0 | 0 | 0 | 0 | 0 | 0 | 0 | 0 | 0 | 0 | 0 | 0 | 0 | 0 | 0 | 0 | 0 | 0 | 0
316 | Industry | Chemicals | ETS |  |  | Industrial Bio waste Furnace | Bio waste | 0 | 0 | 0 | 0 | 0 | 0 | 0 | 0 | 0 | 0 | 0 | 0 | 0 | 0 | 0 | 1 | 0 | 0 | 0 | 0 | 0 | 0 | 0 | 0 | 0 | 0 | 0 | 1 | 0 | 0 | 0 | 0 | 0 | 0 | 0 | 0 | 0 | 0 | 0 | 0 | 0 | 0 | 0 | 0 | 0 | 0 | 0 | 0 | 0 | 0 | 0 | 0 | 0 | 0 | 0 | 0 | 0 | 0 | 0 | 0 | 0 | 0 | 0 | 0 | 0 | 0 | 0
317 | Industry | Chemicals | ETS |  |  | Industrial Bio waste Dryer | Bio waste | 0 | 0 | 0 | 0 | 0 | 0 | 0 | 0 | 0 | 0 | 0 | 0 | 0 | 0 | 0 | 0 | 0 | 1 | 1 | 0 | 0 | 0 | 0 | 0 | 0 | 0 | 0 | 0 | 0 | 1 | 0 | 0 | 0 | 0 | 0 | 0 | 0 | 0 | 0 | 0 | 0 | 0 | 0 | 0 | 0 | 0 | 0 | 0 | 0 | 0 | 0 | 0 | 0 | 0 | 0 | 0 | 0 | 0 | 0 | 0 | 0 | 0 | 0 | 0 | 0 | 0 | 0
318 | Industry | Metals | ETS |  |  | Industrial Non-bio waste Boiler | Non-bio waste | 0 | 0 | 0 | 0 | 0 | 1 | 1 | 1 | 0 | 0.125 | 0 | 0 | 0 | 0 | 0 | 0 | 0 | 0 | 0 | 0 | 0 | 0 | 0 | 0 | 0 | 0 | 0 | 0 | 0 | 0 | 0 | 0 | 1 | 0 | 0 | 0 | 0 | 0 | 0 | 0 | 0 | 0 | 0 | 0 | 0 | 0 | 0 | 0 | 0 | 0 | 0 | 0 | 0 | 0 | 0 | 0 | 0 | 0 | 0 | 0 | 0 | 0 | 0 | 0 | 0 | 0 | 0
319 | Industry | Metals | ETS |  |  | Industrial Non-bio waste CHP | Non-bio waste | 0 | 0 | 0 | 0 | 0 | 0 | 0 | 0 | 0 | 0 | 1 | 1 | 1 | 0 | 0 | 0 | 0 | 0 | 0 | 0 | 0 | 0 | 0 | 0 | 0 | 0 | 0 | 0 | 0 | 0 | 0 | 0 | 0 | 1 | 0 | 0 | 0 | 0 | 0 | 0 | 0 | 0 | 0 | 0 | 0 | 0 | 0 | 0 | 0 | 0 | 0 | 0 | 0 | 0 | 0 | 0 | 0 | 0 | 0 | 0 | 0 | 0 | 0 | 0 | 0 | 0 | 0
320 | Industry | Metals | ETS |  |  | Industrial Non-bio waste Furnace | Non-bio waste | 0 | 0 | 0 | 0 | 0 | 0 | 0 | 0 | 0 | 0 | 0 | 0 | 0 | 0 | 0 | 1 | 0 | 0 | 0 | 0 | 0 | 0 | 0 | 0 | 0 | 0 | 0 | 0 | 0 | 0 | 0 | 0 | 0 | 0 | 1 | 0 | 0 | 0 | 0 | 0 | 0 | 0 | 0 | 0 | 0 | 0 | 0 | 0 | 0 | 0 | 0 | 0 | 0 | 0 | 0 | 0 | 0 | 0 | 0 | 0 | 0 | 0 | 0 | 0 | 0 | 0 | 0
321 | Industry | Cement | ETS |  |  | Industrial Non-bio waste Cement/Lime Kiln | Non-bio waste | 0.58522 | 1 | 0 | 0 | 0 | 0 | 0 | 0 | 0 | 0 | 0 | 0 | 0 | 0 | 0 | 0 | 0 | 0 | 0 | 0 | 0 | 0 | 0 | 0 | 0 | 0 | 0 | 0 | 0 | 0 | 0 | 0 | 0 | 0 | 0 | 1 | 0 | 0 | 0 | 0 | 0 | 0 | 0 | 0 | 0 | 0 | 0 | 0 | 0 | 0 | 0 | 0 | 0 | 0 | 0 | 0 | 0 | 0 | 0 | 0 | 0 | 0 | 0 | 0 | 0 | 0 | 0
322 | Industry | Cement | ETS |  |  | Industrial Non-bio waste Furnace | Non-bio waste | 0 | 0 | 0 | 0 | 0 | 0 | 0 | 0 | 0 | 0 | 0 | 0 | 0 | 0 | 0 | 1 | 0 | 0 | 0 | 0 | 0 | 0 | 0 | 0 | 0 | 0 | 0 | 0 | 0 | 0 | 0 | 0 | 0 | 0 | 1 | 0 | 0 | 0 | 0 | 0 | 0 | 0 | 0 | 0 | 0 | 0 | 0 | 0 | 0 | 0 | 0 | 0 | 0 | 0 | 0 | 0 | 0 | 0 | 0 | 0 | 0 | 0 | 0 | 0 | 0 | 0 | 0
323 | Industry | Cement | ETS |  |  | Industrial Non-bio waste Dryer | Non-bio waste | 0.58522 | 0 | 0 | 0 | 0 | 0 | 0 | 0 | 0 | 0 | 0 | 0 | 0 | 0 | 0 | 0 | 0 | 1 | 1 | 0 | 0 | 0 | 0 | 0 | 0 | 0 | 0 | 0 | 0 | 0 | 0 | 0 | 0 | 0 | 0 | 0 | 1 | 0 | 0 | 0 | 0 | 0 | 0 | 0 | 0 | 0 | 0 | 0 | 0 | 0 | 0 | 0 | 0 | 0 | 0 | 0 | 0 | 0 | 0 | 0 | 0 | 0 | 0 | 0 | 0 | 0 | 0
324 | Industry | Refining | ETS |  |  | Industrial Non-bio waste Boiler | Non-bio waste | 0 | 0 | 0 | 0 | 0 | 1 | 1 | 1 | 0 | 0.125 | 0 | 0 | 0 | 0 | 0 | 0 | 0 | 0 | 0 | 0 | 0 | 0 | 0 | 0 | 0 | 0 | 0 | 0 | 0 | 0 | 0 | 0 | 1 | 0 | 0 | 0 | 0 | 0 | 0 | 0 | 0 | 0 | 0 | 0 | 0 | 0 | 0 | 0 | 0 | 0 | 0 | 0 | 0 | 0 | 0 | 0 | 0 | 0 | 0 | 0 | 0 | 0 | 0 | 0 | 0 | 0 | 0
325 | Industry | Refining | ETS |  |  | Industrial Non-bio waste CHP | Non-bio waste | 0 | 0 | 0 | 0 | 0 | 0 | 0 | 0 | 0 | 0 | 1 | 1 | 1 | 0 | 0 | 0 | 0 | 0 | 0 | 0 | 0 | 0 | 0 | 0 | 0 | 0 | 0 | 0 | 0 | 0 | 0 | 0 | 0 | 1 | 0 | 0 | 0 | 0 | 0 | 0 | 0 | 0 | 0 | 0 | 0 | 0 | 0 | 0 | 0 | 0 | 0 | 0 | 0 | 0 | 0 | 0 | 0 | 0 | 0 | 0 | 0 | 0 | 0 | 0 | 0 | 0 | 0
326 | Industry | Refining | ETS |  |  | Industrial Non-bio waste Furnace | Non-bio waste | 0 | 0 | 0 | 0 | 0 | 0 | 0 | 0 | 0 | 0 | 0 | 0 | 0 | 0 | 0 | 1 | 0 | 0 | 0 | 0 | 0 | 0 | 0 | 0 | 0 | 0 | 0 | 0 | 0 | 0 | 0 | 0 | 0 | 0 | 1 | 0 | 0 | 0 | 0 | 0 | 0 | 0 | 0 | 0 | 0 | 0 | 0 | 0 | 0 | 0 | 0 | 0 | 0 | 0 | 0 | 0 | 0 | 0 | 0 | 0 | 0 | 0 | 0 | 0 | 0 | 0 | 0
327 | Industry | Wood Products | ETS |  |  | Industrial Non-bio waste Boiler | Non-bio waste | 0 | 0 | 0 | 0 | 0 | 1 | 1 | 1 | 0 | 0.125 | 0 | 0 | 0 | 0 | 0 | 0 | 0 | 0 | 0 | 0 | 0 | 0 | 0 | 0 | 0 | 0 | 0 | 0 | 0 | 0 | 0 | 0 | 1 | 0 | 0 | 0 | 0 | 0 | 0 | 0 | 0 | 0 | 0 | 0 | 0 | 0 | 0 | 0 | 0 | 0 | 0 | 0 | 0 | 0 | 0 | 0 | 0 | 0 | 0 | 0 | 0 | 0 | 0 | 0 | 0 | 0 | 0
328 | Industry | Wood Products | ETS |  |  | Industrial Non-bio waste Dryer | Non-bio waste | 0 | 0 | 0 | 0 | 0 | 0 | 0 | 0 | 0 | 0 | 0 | 0 | 0 | 0 | 0 | 0 | 0 | 1 | 1 | 0 | 0 | 0 | 0 | 0 | 0 | 0 | 0 | 0 | 0 | 0 | 0 | 0 | 0 | 0 | 0 | 0 | 1 | 0 | 0 | 0 | 0 | 0 | 0 | 0 | 0 | 0 | 0 | 0 | 0 | 0 | 0 | 0 | 0 | 0 | 0 | 0 | 0 | 0 | 0 | 0 | 0 | 0 | 0 | 0 | 0 | 0 | 0
329 | Industry | Other Minerals | ETS |  |  | Industrial Non-bio waste Other Kiln | Non-bio waste | 0 | 0 | 0 | 1 | 1 | 0 | 0 | 0 | 0 | 0 | 0 | 0 | 0 | 0 | 0 | 0 | 0 | 0 | 0 | 0 | 0 | 0 | 0 | 0 | 0 | 0 | 0 | 0 | 0 | 0 | 0 | 0 | 0 | 0 | 0 | 0 | 0 | 1 | 0 | 0 | 0 | 0 | 0 | 0 | 0 | 0 | 0 | 0 | 0 | 0 | 0 | 0 | 0 | 0 | 0 | 0 | 0 | 0 | 0 | 0 | 0 | 0 | 0 | 0 | 0 | 0 | 0
330 | Industry | Other Minerals | ETS |  |  | Industrial Non-bio waste Boiler | Non-bio waste | 0 | 0 | 0 | 0 | 0 | 1 | 1 | 1 | 0 | 0.125 | 0 | 0 | 0 | 0 | 0 | 0 | 0 | 0 | 0 | 0 | 0 | 0 | 0 | 0 | 0 | 0 | 0 | 0 | 0 | 0 | 0 | 0 | 1 | 0 | 0 | 0 | 0 | 0 | 0 | 0 | 0 | 0 | 0 | 0 | 0 | 0 | 0 | 0 | 0 | 0 | 0 | 0 | 0 | 0 | 0 | 0 | 0 | 0 | 0 | 0 | 0 | 0 | 0 | 0 | 0 | 0 | 0
331 | Industry | Other Minerals | ETS |  |  | Industrial Non-bio waste Dryer | Non-bio waste | 0 | 0 | 0 | 0 | 0 | 0 | 0 | 0 | 0 | 0 | 0 | 0 | 0 | 0 | 0 | 0 | 0 | 1 | 1 | 0 | 0 | 0 | 0 | 0 | 0 | 0 | 0 | 0 | 0 | 0 | 0 | 0 | 0 | 0 | 0 | 0 | 1 | 0 | 0 | 0 | 0 | 0 | 0 | 0 | 0 | 0 | 0 | 0 | 0 | 0 | 0 | 0 | 0 | 0 | 0 | 0 | 0 | 0 | 0 | 0 | 0 | 0 | 0 | 0 | 0 | 0 | 0
332 | Industry | Food and Drink | ETS |  |  | Industrial Non-bio waste Boiler | Non-bio waste | 0 | 0 | 0 | 0 | 0 | 1 | 1 | 1 | 0.3 | 0.125 | 0 | 0 | 0 | 0 | 0 | 0 | 0 | 0 | 0 | 0 | 0 | 0 | 0 | 0 | 0 | 0 | 0 | 0 | 0 | 0 | 0 | 0 | 1 | 0 | 0 | 0 | 0 | 0 | 0 | 0 | 0 | 0 | 0 | 0 | 0 | 0 | 0 | 0 | 0 | 0 | 0 | 0 | 0 | 0 | 0 | 0 | 0 | 0 | 0 | 0 | 0 | 0 | 0 | 0 | 0 | 0 | 0
333 | Industry | Food and Drink | ETS |  |  | Industrial Non-bio waste CHP | Non-bio waste | 0 | 0 | 0 | 0 | 0 | 0 | 0 | 0 | 0 | 0 | 1 | 1 | 1 | 0 | 0 | 0 | 0 | 0 | 0 | 0 | 0 | 0 | 0 | 0 | 0 | 0 | 0 | 0 | 0 | 0 | 0 | 0 | 0 | 1 | 0 | 0 | 0 | 0 | 0 | 0 | 0 | 0 | 0 | 0 | 0 | 0 | 0 | 0 | 0 | 0 | 0 | 0 | 0 | 0 | 0 | 0 | 0 | 0 | 0 | 0 | 0 | 0 | 0 | 0 | 0 | 0 | 0
334 | Industry | Food and Drink | ETS |  |  | Industrial Non-bio waste Oven | Non-bio waste | 0 | 0 | 0 | 0 | 0 | 0 | 0 | 0 | 0 | 0 | 0 | 0 | 0 | 1 | 1 | 0 | 0 | 0 | 0 | 0 | 0 | 0 | 0 | 0 | 0 | 0 | 0 | 0 | 0 | 0 | 0 | 0 | 0 | 0 | 0 | 0 | 0 | 0 | 1 | 0 | 0 | 0 | 0 | 0 | 0 | 0 | 0 | 0 | 0 | 0 | 0 | 0 | 0 | 0 | 0 | 0 | 0 | 0 | 0 | 0 | 0 | 0 | 0 | 0 | 0 | 0 | 0
335 | Industry | Food and Drink | ETS |  |  | Industrial Non-bio waste Dryer | Non-bio waste | 0 | 0 | 0 | 0 | 0 | 0 | 0 | 0 | 0 | 0 | 0 | 0 | 0 | 0 | 0 | 0 | 0 | 1 | 1 | 0 | 0 | 0 | 0 | 0 | 0 | 0 | 0 | 0 | 0 | 0 | 0 | 0 | 0 | 0 | 0 | 0 | 1 | 0 | 0 | 0 | 0 | 0 | 0 | 0 | 0 | 0 | 0 | 0 | 0 | 0 | 0 | 0 | 0 | 0 | 0 | 0 | 0 | 0 | 0 | 0 | 0 | 0 | 0 | 0 | 0 | 0 | 0
336 | Industry | Lime | ETS |  |  | Industrial Non-bio waste Cement/Lime Kiln | Non-bio waste | 0 | 1 | 1 | 0 | 0 | 0 | 0 | 0 | 0 | 0 | 0 | 0 | 0 | 0 | 0 | 0 | 0 | 0 | 0 | 0 | 0 | 0 | 0 | 0 | 0 | 0 | 0 | 0 | 0 | 0 | 0 | 0 | 0 | 0 | 0 | 1 | 0 | 0 | 0 | 0 | 0 | 0 | 0 | 0 | 0 | 0 | 0 | 0 | 0 | 0 | 0 | 0 | 0 | 0 | 0 | 0 | 0 | 0 | 0 | 0 | 0 | 0 | 0 | 0 | 0 | 0 | 0
337 | Industry | Lime | ETS |  |  | Industrial Non-bio waste Other Kiln | Non-bio waste | 0 | 0 | 0 | 1 | 1 | 0 | 0 | 0 | 0 | 0 | 0 | 0 | 0 | 0 | 0 | 0 | 0 | 0 | 0 | 0 | 0 | 0 | 0 | 0 | 0 | 0 | 0 | 0 | 0 | 0 | 0 | 0 | 0 | 0 | 0 | 0 | 0 | 1 | 0 | 0 | 0 | 0 | 0 | 0 | 0 | 0 | 0 | 0 | 0 | 0 | 0 | 0 | 0 | 0 | 0 | 0 | 0 | 0 | 0 | 0 | 0 | 0 | 0 | 0 | 0 | 0 | 0
338 | Industry | Lime | ETS |  |  | Industrial Non-bio waste Furnace | Non-bio waste | 0 | 0 | 0 | 0 | 0 | 0 | 0 | 0 | 0 | 0 | 0 | 0 | 0 | 0 | 0 | 1 | 0 | 0 | 0 | 0 | 0 | 0 | 0 | 0 | 0 | 0 | 0 | 0 | 0 | 0 | 0 | 0 | 0 | 0 | 1 | 0 | 0 | 0 | 0 | 0 | 0 | 0 | 0 | 0 | 0 | 0 | 0 | 0 | 0 | 0 | 0 | 0 | 0 | 0 | 0 | 0 | 0 | 0 | 0 | 0 | 0 | 0 | 0 | 0 | 0 | 0 | 0
339 | Industry | Lime | ETS |  |  | Industrial Non-bio waste Dryer | Non-bio waste | 0 | 0 | 0 | 0 | 0 | 0 | 0 | 0 | 0 | 0 | 0 | 0 | 0 | 0 | 0 | 0 | 0 | 1 | 1 | 0 | 0 | 0 | 0 | 0 | 0 | 0 | 0 | 0 | 0 | 0 | 0 | 0 | 0 | 0 | 0 | 0 | 1 | 0 | 0 | 0 | 0 | 0 | 0 | 0 | 0 | 0 | 0 | 0 | 0 | 0 | 0 | 0 | 0 | 0 | 0 | 0 | 0 | 0 | 0 | 0 | 0 | 0 | 0 | 0 | 0 | 0 | 0
340 | Industry | Other Industry | ETS |  |  | Industrial Non-bio waste Other Kiln | Non-bio waste | 0 | 0 | 0 | 1 | 1 | 0 | 0 | 0 | 0 | 0 | 0 | 0 | 0 | 0 | 0 | 0 | 0 | 0 | 0 | 0 | 0 | 0 | 0 | 0 | 0 | 0 | 0 | 0 | 0 | 0 | 0 | 0 | 0 | 0 | 0 | 0 | 0 | 1 | 0 | 0 | 0 | 0 | 0 | 0 | 0 | 0 | 0 | 0 | 0 | 0 | 0 | 0 | 0 | 0 | 0 | 0 | 0 | 0 | 0 | 0 | 0 | 0 | 0 | 0 | 0 | 0 | 0
341 | Industry | Other Industry | ETS |  |  | Industrial Non-bio waste Boiler | Non-bio waste | 0 | 0 | 0 | 0 | 0 | 1 | 1 | 1 | 0.4 | 0.125 | 0 | 0 | 0 | 0 | 0 | 0 | 0 | 0 | 0 | 0 | 0 | 0 | 0 | 0 | 0 | 0 | 0 | 0 | 0 | 0 | 0 | 0 | 1 | 0 | 0 | 0 | 0 | 0 | 0 | 0 | 0 | 0 | 0 | 0 | 0 | 0 | 0 | 0 | 0 | 0 | 0 | 0 | 0 | 0 | 0 | 0 | 0 | 0 | 0 | 0 | 0 | 0 | 0 | 0 | 0 | 0 | 0
342 | Industry | Other Industry | ETS |  |  | Industrial Non-bio waste CHP | Non-bio waste | 0 | 0 | 0 | 0 | 0 | 0 | 0 | 0 | 0 | 0 | 1 | 1 | 1 | 0 | 0 | 0 | 0 | 0 | 0 | 0 | 0 | 0 | 0 | 0 | 0 | 0 | 0 | 0 | 0 | 0 | 0 | 0 | 0 | 1 | 0 | 0 | 0 | 0 | 0 | 0 | 0 | 0 | 0 | 0 | 0 | 0 | 0 | 0 | 0 | 0 | 0 | 0 | 0 | 0 | 0 | 0 | 0 | 0 | 0 | 0 | 0 | 0 | 0 | 0 | 0 | 0 | 0
343 | Industry | Other Industry | ETS |  |  | Industrial Non-bio waste Oven | Non-bio waste | 0 | 0 | 0 | 0 | 0 | 0 | 0 | 0 | 0 | 0 | 0 | 0 | 0 | 1 | 1 | 0 | 0 | 0 | 0 | 0 | 0 | 0 | 0 | 0 | 0 | 0 | 0 | 0 | 0 | 0 | 0 | 0 | 0 | 0 | 0 | 0 | 0 | 0 | 1 | 0 | 0 | 0 | 0 | 0 | 0 | 0 | 0 | 0 | 0 | 0 | 0 | 0 | 0 | 0 | 0 | 0 | 0 | 0 | 0 | 0 | 0 | 0 | 0 | 0 | 0 | 0 | 0
344 | Industry | Other Industry | ETS |  |  | Industrial Non-bio waste Furnace | Non-bio waste | 0 | 0 | 0 | 0 | 0 | 0 | 0 | 0 | 0 | 0 | 0 | 0 | 0 | 0 | 0 | 1 | 0 | 0 | 0 | 0 | 0 | 0 | 0 | 0 | 0 | 0 | 0 | 0 | 0 | 0 | 0 | 0 | 0 | 0 | 1 | 0 | 0 | 0 | 0 | 0 | 0 | 0 | 0 | 0 | 0 | 0 | 0 | 0 | 0 | 0 | 0 | 0 | 0 | 0 | 0 | 0 | 0 | 0 | 0 | 0 | 0 | 0 | 0 | 0 | 0 | 0 | 0
345 | Industry | Other Industry | ETS |  |  | Industrial Non-bio waste Dryer | Non-bio waste | 0 | 0 | 0 | 0 | 0 | 0 | 0 | 0 | 0 | 0 | 0 | 0 | 0 | 0 | 0 | 0 | 0 | 1 | 1 | 0 | 0 | 0 | 0 | 0 | 0 | 0 | 0 | 0 | 0 | 0 | 0 | 0 | 0 | 0 | 0 | 0 | 1 | 0 | 0 | 0 | 0 | 0 | 0 | 0 | 0 | 0 | 0 | 0 | 0 | 0 | 0 | 0 | 0 | 0 | 0 | 0 | 0 | 0 | 0 | 0 | 0 | 0 | 0 | 0 | 0 | 0 | 0
346 | Industry | Chemicals | ETS |  |  | Industrial Non-bio waste Boiler | Non-bio waste | 0 | 0 | 0 | 0 | 0 | 1 | 1 | 1 | 0.2 | 0.125 | 0 | 0 | 0 | 0 | 0 | 0 | 0 | 0 | 0 | 0 | 0 | 0 | 0 | 0 | 0 | 0 | 0 | 0 | 0 | 0 | 0 | 0 | 1 | 0 | 0 | 0 | 0 | 0 | 0 | 0 | 0 | 0 | 0 | 0 | 0 | 0 | 0 | 0 | 0 | 0 | 0 | 0 | 0 | 0 | 0 | 0 | 0 | 0 | 0 | 0 | 0 | 0 | 0 | 0 | 0 | 0 | 0
347 | Industry | Chemicals | ETS |  |  | Industrial Non-bio waste CHP | Non-bio waste | 0 | 0 | 0 | 0 | 0 | 0 | 0 | 0 | 0 | 0 | 1 | 1 | 1 | 0 | 0 | 0 | 0 | 0 | 0 | 0 | 0 | 0 | 0 | 0 | 0 | 0 | 0 | 0 | 0 | 0 | 0 | 0 | 0 | 1 | 0 | 0 | 0 | 0 | 0 | 0 | 0 | 0 | 0 | 0 | 0 | 0 | 0 | 0 | 0 | 0 | 0 | 0 | 0 | 0 | 0 | 0 | 0 | 0 | 0 | 0 | 0 | 0 | 0 | 0 | 0 | 0 | 0
348 | Industry | Chemicals | ETS |  |  | Industrial Non-bio waste Oven | Non-bio waste | 0 | 0 | 0 | 0 | 0 | 0 | 0 | 0 | 0 | 0 | 0 | 0 | 0 | 1 | 1 | 0 | 0 | 0 | 0 | 0 | 0 | 0 | 0 | 0 | 0 | 0 | 0 | 0 | 0 | 0 | 0 | 0 | 0 | 0 | 0 | 0 | 0 | 0 | 1 | 0 | 0 | 0 | 0 | 0 | 0 | 0 | 0 | 0 | 0 | 0 | 0 | 0 | 0 | 0 | 0 | 0 | 0 | 0 | 0 | 0 | 0 | 0 | 0 | 0 | 0 | 0 | 0
349 | Industry | Chemicals | ETS |  |  | Industrial Non-bio waste Furnace | Non-bio waste | 0 | 0 | 0 | 0 | 0 | 0 | 0 | 0 | 0 | 0 | 0 | 0 | 0 | 0 | 0 | 1 | 0 | 0 | 0 | 0 | 0 | 0 | 0 | 0 | 0 | 0 | 0 | 0 | 0 | 0 | 0 | 0 | 0 | 0 | 1 | 0 | 0 | 0 | 0 | 0 | 0 | 0 | 0 | 0 | 0 | 0 | 0 | 0 | 0 | 0 | 0 | 0 | 0 | 0 | 0 | 0 | 0 | 0 | 0 | 0 | 0 | 0 | 0 | 0 | 0 | 0 | 0
350 | Industry | Chemicals | ETS |  |  | Industrial Non-bio waste Dryer | Non-bio waste | 0 | 0 | 0 | 0 | 0 | 0 | 0 | 0 | 0 | 0 | 0 | 0 | 0 | 0 | 0 | 0 | 0 | 1 | 1 | 0 | 0 | 0 | 0 | 0 | 0 | 0 | 0 | 0 | 0 | 0 | 0 | 0 | 0 | 0 | 0 | 0 | 1 | 0 | 0 | 0 | 0 | 0 | 0 | 0 | 0 | 0 | 0 | 0 | 0 | 0 | 0 | 0 | 0 | 0 | 0 | 0 | 0 | 0 | 0 | 0 | 0 | 0 | 0 | 0 | 0 | 0 | 0
351 | Industry | Metals | ETS |  |  | Industrial Bio fuel Boiler | Bio fuel | 0 | 0 | 0 | 0 | 0 | 1 | 1 | 1 | 0 | 0.125 | 0 | 0 | 0 | 0 | 0 | 0 | 0 | 0 | 0 | 0 | 0 | 0 | 0 | 0 | 0 | 0 | 0 | 0 | 0 | 0 | 0 | 0 | 0 | 0 | 0 | 0 | 0 | 0 | 0 | 1 | 0 | 0 | 0 | 0 | 0 | 0 | 0 | 0 | 0 | 0 | 0 | 0 | 0 | 0 | 0 | 0 | 0 | 0 | 0 | 0 | 0 | 0 | 0 | 0 | 0 | 0 | 0
352 | Industry | Metals | ETS |  |  | Industrial Bio fuel CHP | Bio fuel | 0 | 0 | 0 | 0 | 0 | 0 | 0 | 0 | 0 | 0 | 1 | 1 | 1 | 0 | 0 | 0 | 0 | 0 | 0 | 0 | 0 | 0 | 0 | 0 | 0 | 0 | 0 | 0 | 0 | 0 | 0 | 0 | 0 | 0 | 0 | 0 | 0 | 0 | 0 | 0 | 1 | 0 | 0 | 0 | 0 | 0 | 0 | 0 | 0 | 0 | 0 | 0 | 0 | 0 | 0 | 0 | 0 | 0 | 0 | 0 | 0 | 0 | 0 | 0 | 0 | 0 | 0
353 | Industry | Metals | ETS |  |  | Industrial Bio fuel Furnace | Bio fuel | 0 | 0 | 0 | 0 | 0 | 0 | 0 | 0 | 0 | 0 | 0 | 0 | 0 | 0 | 0 | 1 | 0 | 0 | 0 | 0 | 0 | 0 | 0 | 0 | 0 | 0 | 0 | 0 | 0 | 0 | 0 | 0 | 0 | 0 | 0 | 0 | 0 | 0 | 0 | 0 | 0 | 1 | 0 | 0 | 0 | 0 | 0 | 0 | 0 | 0 | 0 | 0 | 0 | 0 | 0 | 0 | 0 | 0 | 0 | 0 | 0 | 0 | 0 | 0 | 0 | 0 | 0
354 | Industry | Cement | ETS |  |  | Industrial Bio fuel Cement/Lime Kiln | Bio fuel | 0 | 1 | 0 | 0 | 0 | 0 | 0 | 0 | 0 | 0 | 0 | 0 | 0 | 0 | 0 | 0 | 0 | 0 | 0 | 0 | 0 | 0 | 0 | 0 | 0 | 0 | 0 | 0 | 0 | 0 | 0 | 0 | 0 | 0 | 0 | 0 | 0 | 0 | 0 | 0 | 0 | 0 | 1 | 0 | 0 | 0 | 0 | 0 | 0 | 0 | 0 | 0 | 0 | 0 | 0 | 0 | 0 | 0 | 0 | 0 | 0 | 0 | 0 | 0 | 0 | 0 | 0
355 | Industry | Cement | ETS |  |  | Industrial Bio fuel Furnace | Bio fuel | 0 | 0 | 0 | 0 | 0 | 0 | 0 | 0 | 0 | 0 | 0 | 0 | 0 | 0 | 0 | 1 | 0 | 0 | 0 | 0 | 0 | 0 | 0 | 0 | 0 | 0 | 0 | 0 | 0 | 0 | 0 | 0 | 0 | 0 | 0 | 0 | 0 | 0 | 0 | 0 | 0 | 1 | 0 | 0 | 0 | 0 | 0 | 0 | 0 | 0 | 0 | 0 | 0 | 0 | 0 | 0 | 0 | 0 | 0 | 0 | 0 | 0 | 0 | 0 | 0 | 0 | 0
356 | Industry | Cement | ETS |  |  | Industrial Bio fuel Dryer | Bio fuel | 0 | 0 | 0 | 0 | 0 | 0 | 0 | 0 | 0 | 0 | 0 | 0 | 0 | 0 | 0 | 0 | 0 | 1 | 1 | 0 | 0 | 0 | 0 | 0 | 0 | 0 | 0 | 0 | 0 | 0 | 0 | 0 | 0 | 0 | 0 | 0 | 0 | 0 | 0 | 0 | 0 | 0 | 0 | 1 | 0 | 0 | 0 | 0 | 0 | 0 | 0 | 0 | 0 | 0 | 0 | 0 | 0 | 0 | 0 | 0 | 0 | 0 | 0 | 0 | 0 | 0 | 0
357 | Industry | Refining | ETS |  |  | Industrial Bio fuel Boiler | Bio fuel | 0 | 0 | 0 | 0 | 0 | 1 | 1 | 1 | 0 | 0.125 | 0 | 0 | 0 | 0 | 0 | 0 | 0 | 0 | 0 | 0 | 0 | 0 | 0 | 0 | 0 | 0 | 0 | 0 | 0 | 0 | 0 | 0 | 0 | 0 | 0 | 0 | 0 | 0 | 0 | 1 | 0 | 0 | 0 | 0 | 0 | 0 | 0 | 0 | 0 | 0 | 0 | 0 | 0 | 0 | 0 | 0 | 0 | 0 | 0 | 0 | 0 | 0 | 0 | 0 | 0 | 0 | 0
358 | Industry | Refining | ETS |  |  | Industrial Bio fuel CHP | Bio fuel | 0 | 0 | 0 | 0 | 0 | 0 | 0 | 0 | 0 | 0 | 1 | 1 | 1 | 0 | 0 | 0 | 0 | 0 | 0 | 0 | 0 | 0 | 0 | 0 | 0 | 0 | 0 | 0 | 0 | 0 | 0 | 0 | 0 | 0 | 0 | 0 | 0 | 0 | 0 | 0 | 1 | 0 | 0 | 0 | 0 | 0 | 0 | 0 | 0 | 0 | 0 | 0 | 0 | 0 | 0 | 0 | 0 | 0 | 0 | 0 | 0 | 0 | 0 | 0 | 0 | 0 | 0
359 | Industry | Refining | ETS |  |  | Industrial Bio fuel Furnace | Bio fuel | 0 | 0 | 0 | 0 | 0 | 0 | 0 | 0 | 0 | 0 | 0 | 0 | 0 | 0 | 0 | 1 | 0 | 0 | 0 | 0 | 0 | 0 | 0 | 0 | 0 | 0 | 0 | 0 | 0 | 0 | 0 | 0 | 0 | 0 | 0 | 0 | 0 | 0 | 0 | 0 | 0 | 1 | 0 | 0 | 0 | 0 | 0 | 0 | 0 | 0 | 0 | 0 | 0 | 0 | 0 | 0 | 0 | 0 | 0 | 0 | 0 | 0 | 0 | 0 | 0 | 0 | 0
360 | Industry | Wood Products | ETS |  |  | Industrial Bio fuel Boiler | Bio fuel | 5.8031 | 0 | 0 | 0 | 0 | 1 | 1 | 1 | 0 | 0.125 | 0 | 0 | 0 | 0 | 0 | 0 | 0 | 0 | 0 | 0 | 0 | 0 | 0 | 0 | 0 | 0 | 0 | 0 | 0 | 0 | 0 | 0 | 0 | 0 | 0 | 0 | 0 | 0 | 0 | 1 | 0 | 0 | 0 | 0 | 0 | 0 | 0 | 0 | 0 | 0 | 0 | 0 | 0 | 0 | 0 | 0 | 0 | 0 | 0 | 0 | 0 | 0 | 0 | 0 | 0 | 0 | 0
361 | Industry | Wood Products | ETS |  |  | Industrial Bio fuel Dryer | Bio fuel | 5.8031 | 0 | 0 | 0 | 0 | 0 | 0 | 0 | 0 | 0 | 0 | 0 | 0 | 0 | 0 | 0 | 0 | 1 | 1 | 0 | 0 | 0 | 0 | 0 | 0 | 0 | 0 | 0 | 0 | 0 | 0 | 0 | 0 | 0 | 0 | 0 | 0 | 0 | 0 | 0 | 0 | 0 | 0 | 1 | 0 | 0 | 0 | 0 | 0 | 0 | 0 | 0 | 0 | 0 | 0 | 0 | 0 | 0 | 0 | 0 | 0 | 0 | 0 | 0 | 0 | 0 | 0
362 | Industry | Other Minerals | ETS |  |  | Industrial Bio fuel Other Kiln | Bio fuel | 0 | 0 | 0 | 1 | 1 | 0 | 0 | 0 | 0 | 0 | 0 | 0 | 0 | 0 | 0 | 0 | 0 | 0 | 0 | 0 | 0 | 0 | 0 | 0 | 0 | 0 | 0 | 0 | 0 | 0 | 0 | 0 | 0 | 0 | 0 | 0 | 0 | 0 | 0 | 0 | 0 | 0 | 0 | 0 | 1 | 0 | 0 | 0 | 0 | 0 | 0 | 0 | 0 | 0 | 0 | 0 | 0 | 0 | 0 | 0 | 0 | 0 | 0 | 0 | 0 | 0 | 0
363 | Industry | Other Minerals | ETS |  |  | Industrial Bio fuel Boiler | Bio fuel | 0 | 0 | 0 | 0 | 0 | 1 | 1 | 1 | 0 | 0.125 | 0 | 0 | 0 | 0 | 0 | 0 | 0 | 0 | 0 | 0 | 0 | 0 | 0 | 0 | 0 | 0 | 0 | 0 | 0 | 0 | 0 | 0 | 0 | 0 | 0 | 0 | 0 | 0 | 0 | 1 | 0 | 0 | 0 | 0 | 0 | 0 | 0 | 0 | 0 | 0 | 0 | 0 | 0 | 0 | 0 | 0 | 0 | 0 | 0 | 0 | 0 | 0 | 0 | 0 | 0 | 0 | 0
364 | Industry | Other Minerals | ETS |  |  | Industrial Bio fuel Dryer | Bio fuel | 0 | 0 | 0 | 0 | 0 | 0 | 0 | 0 | 0 | 0 | 0 | 0 | 0 | 0 | 0 | 0 | 0 | 1 | 1 | 0 | 0 | 0 | 0 | 0 | 0 | 0 | 0 | 0 | 0 | 0 | 0 | 0 | 0 | 0 | 0 | 0 | 0 | 0 | 0 | 0 | 0 | 0 | 0 | 1 | 0 | 0 | 0 | 0 | 0 | 0 | 0 | 0 | 0 | 0 | 0 | 0 | 0 | 0 | 0 | 0 | 0 | 0 | 0 | 0 | 0 | 0 | 0
365 | Industry | Food and Drink | ETS |  |  | Industrial Bio fuel Boiler | Bio fuel | 2.1769 | 0 | 0 | 0 | 0 | 1 | 1 | 1 | 0.3 | 0.125 | 0 | 0 | 0 | 0 | 0 | 0 | 0 | 0 | 0 | 0 | 0 | 0 | 0 | 0 | 0 | 0 | 0 | 0 | 0 | 0 | 0 | 0 | 0 | 0 | 0 | 0 | 0 | 0 | 0 | 1 | 0 | 0 | 0 | 0 | 0 | 0 | 0 | 0 | 0 | 0 | 0 | 0 | 0 | 0 | 0 | 0 | 0 | 0 | 0 | 0 | 0 | 0 | 0 | 0 | 0 | 0 | 0
366 | Industry | Food and Drink | ETS |  |  | Industrial Bio fuel CHP | Bio fuel | 1.0885 | 0 | 0 | 0 | 0 | 0 | 0 | 0 | 0 | 0 | 1 | 1 | 1 | 0 | 0 | 0 | 0 | 0 | 0 | 0 | 0 | 0 | 0 | 0 | 0 | 0 | 0 | 0 | 0 | 0 | 0 | 0 | 0 | 0 | 0 | 0 | 0 | 0 | 0 | 0 | 1 | 0 | 0 | 0 | 0 | 0 | 0 | 0 | 0 | 0 | 0 | 0 | 0 | 0 | 0 | 0 | 0 | 0 | 0 | 0 | 0 | 0 | 0 | 0 | 0 | 0 | 0
367 | Industry | Food and Drink | ETS |  |  | Industrial Bio fuel Oven | Bio fuel | 0.54423 | 0 | 0 | 0 | 0 | 0 | 0 | 0 | 0 | 0 | 0 | 0 | 0 | 1 | 1 | 0 | 0 | 0 | 0 | 0 | 0 | 0 | 0 | 0 | 0 | 0 | 0 | 0 | 0 | 0 | 0 | 0 | 0 | 0 | 0 | 0 | 0 | 0 | 0 | 0 | 0 | 0 | 0 | 0 | 0 | 1 | 0 | 0 | 0 | 0 | 0 | 0 | 0 | 0 | 0 | 0 | 0 | 0 | 0 | 0 | 0 | 0 | 0 | 0 | 0 | 0 | 0
368 | Industry | Food and Drink | ETS |  |  | Industrial Bio fuel Dryer | Bio fuel | 0.54423 | 0 | 0 | 0 | 0 | 0 | 0 | 0 | 0 | 0 | 0 | 0 | 0 | 0 | 0 | 0 | 0 | 1 | 1 | 0 | 0 | 0 | 0 | 0 | 0 | 0 | 0 | 0 | 0 | 0 | 0 | 0 | 0 | 0 | 0 | 0 | 0 | 0 | 0 | 0 | 0 | 0 | 0 | 1 | 0 | 0 | 0 | 0 | 0 | 0 | 0 | 0 | 0 | 0 | 0 | 0 | 0 | 0 | 0 | 0 | 0 | 0 | 0 | 0 | 0 | 0 | 0
369 | Industry | Lime | ETS |  |  | Industrial Bio fuel Cement/Lime Kiln | Bio fuel | 0 | 1 | 1 | 0 | 0 | 0 | 0 | 0 | 0 | 0 | 0 | 0 | 0 | 0 | 0 | 0 | 0 | 0 | 0 | 0 | 0 | 0 | 0 | 0 | 0 | 0 | 0 | 0 | 0 | 0 | 0 | 0 | 0 | 0 | 0 | 0 | 0 | 0 | 0 | 0 | 0 | 0 | 1 | 0 | 0 | 0 | 0 | 0 | 0 | 0 | 0 | 0 | 0 | 0 | 0 | 0 | 0 | 0 | 0 | 0 | 0 | 0 | 0 | 0 | 0 | 0 | 0
370 | Industry | Lime | ETS |  |  | Industrial Bio fuel Other Kiln | Bio fuel | 0 | 0 | 0 | 1 | 1 | 0 | 0 | 0 | 0 | 0 | 0 | 0 | 0 | 0 | 0 | 0 | 0 | 0 | 0 | 0 | 0 | 0 | 0 | 0 | 0 | 0 | 0 | 0 | 0 | 0 | 0 | 0 | 0 | 0 | 0 | 0 | 0 | 0 | 0 | 0 | 0 | 0 | 0 | 0 | 1 | 0 | 0 | 0 | 0 | 0 | 0 | 0 | 0 | 0 | 0 | 0 | 0 | 0 | 0 | 0 | 0 | 0 | 0 | 0 | 0 | 0 | 0
371 | Industry | Lime | ETS |  |  | Industrial Bio fuel Furnace | Bio fuel | 0 | 0 | 0 | 0 | 0 | 0 | 0 | 0 | 0 | 0 | 0 | 0 | 0 | 0 | 0 | 1 | 0 | 0 | 0 | 0 | 0 | 0 | 0 | 0 | 0 | 0 | 0 | 0 | 0 | 0 | 0 | 0 | 0 | 0 | 0 | 0 | 0 | 0 | 0 | 0 | 0 | 1 | 0 | 0 | 0 | 0 | 0 | 0 | 0 | 0 | 0 | 0 | 0 | 0 | 0 | 0 | 0 | 0 | 0 | 0 | 0 | 0 | 0 | 0 | 0 | 0 | 0
372 | Industry | Lime | ETS |  |  | Industrial Bio fuel Dryer | Bio fuel | 0 | 0 | 0 | 0 | 0 | 0 | 0 | 0 | 0 | 0 | 0 | 0 | 0 | 0 | 0 | 0 | 0 | 1 | 1 | 0 | 0 | 0 | 0 | 0 | 0 | 0 | 0 | 0 | 0 | 0 | 0 | 0 | 0 | 0 | 0 | 0 | 0 | 0 | 0 | 0 | 0 | 0 | 0 | 1 | 0 | 0 | 0 | 0 | 0 | 0 | 0 | 0 | 0 | 0 | 0 | 0 | 0 | 0 | 0 | 0 | 0 | 0 | 0 | 0 | 0 | 0 | 0
373 | Industry | Other Industry | ETS |  |  | Industrial Bio fuel Other Kiln | Bio fuel | 0 | 0 | 0 | 1 | 1 | 0 | 0 | 0 | 0 | 0 | 0 | 0 | 0 | 0 | 0 | 0 | 0 | 0 | 0 | 0 | 0 | 0 | 0 | 0 | 0 | 0 | 0 | 0 | 0 | 0 | 0 | 0 | 0 | 0 | 0 | 0 | 0 | 0 | 0 | 0 | 0 | 0 | 0 | 0 | 1 | 0 | 0 | 0 | 0 | 0 | 0 | 0 | 0 | 0 | 0 | 0 | 0 | 0 | 0 | 0 | 0 | 0 | 0 | 0 | 0 | 0 | 0
374 | Industry | Other Industry | ETS |  |  | Industrial Bio fuel Boiler | Bio fuel | 0 | 0 | 0 | 0 | 0 | 1 | 1 | 1 | 0.4 | 0.125 | 0 | 0 | 0 | 0 | 0 | 0 | 0 | 0 | 0 | 0 | 0 | 0 | 0 | 0 | 0 | 0 | 0 | 0 | 0 | 0 | 0 | 0 | 0 | 0 | 0 | 0 | 0 | 0 | 0 | 1 | 0 | 0 | 0 | 0 | 0 | 0 | 0 | 0 | 0 | 0 | 0 | 0 | 0 | 0 | 0 | 0 | 0 | 0 | 0 | 0 | 0 | 0 | 0 | 0 | 0 | 0 | 0
375 | Industry | Other Industry | ETS |  |  | Industrial Bio fuel CHP | Bio fuel | 0 | 0 | 0 | 0 | 0 | 0 | 0 | 0 | 0 | 0 | 1 | 1 | 1 | 0 | 0 | 0 | 0 | 0 | 0 | 0 | 0 | 0 | 0 | 0 | 0 | 0 | 0 | 0 | 0 | 0 | 0 | 0 | 0 | 0 | 0 | 0 | 0 | 0 | 0 | 0 | 1 | 0 | 0 | 0 | 0 | 0 | 0 | 0 | 0 | 0 | 0 | 0 | 0 | 0 | 0 | 0 | 0 | 0 | 0 | 0 | 0 | 0 | 0 | 0 | 0 | 0 | 0
376 | Industry | Other Industry | ETS |  |  | Industrial Bio fuel Oven | Bio fuel | 0 | 0 | 0 | 0 | 0 | 0 | 0 | 0 | 0 | 0 | 0 | 0 | 0 | 1 | 1 | 0 | 0 | 0 | 0 | 0 | 0 | 0 | 0 | 0 | 0 | 0 | 0 | 0 | 0 | 0 | 0 | 0 | 0 | 0 | 0 | 0 | 0 | 0 | 0 | 0 | 0 | 0 | 0 | 0 | 0 | 1 | 0 | 0 | 0 | 0 | 0 | 0 | 0 | 0 | 0 | 0 | 0 | 0 | 0 | 0 | 0 | 0 | 0 | 0 | 0 | 0 | 0
377 | Industry | Other Industry | ETS |  |  | Industrial Bio fuel Furnace | Bio fuel | 0 | 0 | 0 | 0 | 0 | 0 | 0 | 0 | 0 | 0 | 0 | 0 | 0 | 0 | 0 | 1 | 0 | 0 | 0 | 0 | 0 | 0 | 0 | 0 | 0 | 0 | 0 | 0 | 0 | 0 | 0 | 0 | 0 | 0 | 0 | 0 | 0 | 0 | 0 | 0 | 0 | 1 | 0 | 0 | 0 | 0 | 0 | 0 | 0 | 0 | 0 | 0 | 0 | 0 | 0 | 0 | 0 | 0 | 0 | 0 | 0 | 0 | 0 | 0 | 0 | 0 | 0
378 | Industry | Other Industry | ETS |  |  | Industrial Bio fuel Dryer | Bio fuel | 0 | 0 | 0 | 0 | 0 | 0 | 0 | 0 | 0 | 0 | 0 | 0 | 0 | 0 | 0 | 0 | 0 | 1 | 1 | 0 | 0 | 0 | 0 | 0 | 0 | 0 | 0 | 0 | 0 | 0 | 0 | 0 | 0 | 0 | 0 | 0 | 0 | 0 | 0 | 0 | 0 | 0 | 0 | 1 | 0 | 0 | 0 | 0 | 0 | 0 | 0 | 0 | 0 | 0 | 0 | 0 | 0 | 0 | 0 | 0 | 0 | 0 | 0 | 0 | 0 | 0 | 0
379 | Industry | Chemicals | ETS |  |  | Industrial Bio fuel Boiler | Bio fuel | 0 | 0 | 0 | 0 | 0 | 1 | 1 | 1 | 0.2 | 0.125 | 0 | 0 | 0 | 0 | 0 | 0 | 0 | 0 | 0 | 0 | 0 | 0 | 0 | 0 | 0 | 0 | 0 | 0 | 0 | 0 | 0 | 0 | 0 | 0 | 0 | 0 | 0 | 0 | 0 | 1 | 0 | 0 | 0 | 0 | 0 | 0 | 0 | 0 | 0 | 0 | 0 | 0 | 0 | 0 | 0 | 0 | 0 | 0 | 0 | 0 | 0 | 0 | 0 | 0 | 0 | 0 | 0
380 | Industry | Chemicals | ETS |  |  | Industrial Bio fuel CHP | Bio fuel | 0 | 0 | 0 | 0 | 0 | 0 | 0 | 0 | 0 | 0 | 1 | 1 | 1 | 0 | 0 | 0 | 0 | 0 | 0 | 0 | 0 | 0 | 0 | 0 | 0 | 0 | 0 | 0 | 0 | 0 | 0 | 0 | 0 | 0 | 0 | 0 | 0 | 0 | 0 | 0 | 1 | 0 | 0 | 0 | 0 | 0 | 0 | 0 | 0 | 0 | 0 | 0 | 0 | 0 | 0 | 0 | 0 | 0 | 0 | 0 | 0 | 0 | 0 | 0 | 0 | 0 | 0
381 | Industry | Chemicals | ETS |  |  | Industrial Bio fuel Oven | Bio fuel | 0 | 0 | 0 | 0 | 0 | 0 | 0 | 0 | 0 | 0 | 0 | 0 | 0 | 1 | 1 | 0 | 0 | 0 | 0 | 0 | 0 | 0 | 0 | 0 | 0 | 0 | 0 | 0 | 0 | 0 | 0 | 0 | 0 | 0 | 0 | 0 | 0 | 0 | 0 | 0 | 0 | 0 | 0 | 0 | 0 | 1 | 0 | 0 | 0 | 0 | 0 | 0 | 0 | 0 | 0 | 0 | 0 | 0 | 0 | 0 | 0 | 0 | 0 | 0 | 0 | 0 | 0
382 | Industry | Chemicals | ETS |  |  | Industrial Bio fuel Furnace | Bio fuel | 0 | 0 | 0 | 0 | 0 | 0 | 0 | 0 | 0 | 0 | 0 | 0 | 0 | 0 | 0 | 1 | 0 | 0 | 0 | 0 | 0 | 0 | 0 | 0 | 0 | 0 | 0 | 0 | 0 | 0 | 0 | 0 | 0 | 0 | 0 | 0 | 0 | 0 | 0 | 0 | 0 | 1 | 0 | 0 | 0 | 0 | 0 | 0 | 0 | 0 | 0 | 0 | 0 | 0 | 0 | 0 | 0 | 0 | 0 | 0 | 0 | 0 | 0 | 0 | 0 | 0 | 0
383 | Industry | Chemicals | ETS |  |  | Industrial Bio fuel Dryer | Bio fuel | 0 | 0 | 0 | 0 | 0 | 0 | 0 | 0 | 0 | 0 | 0 | 0 | 0 | 0 | 0 | 0 | 0 | 1 | 1 | 0 | 0 | 0 | 0 | 0 | 0 | 0 | 0 | 0 | 0 | 0 | 0 | 0 | 0 | 0 | 0 | 0 | 0 | 0 | 0 | 0 | 0 | 0 | 0 | 1 | 0 | 0 | 0 | 0 | 0 | 0 | 0 | 0 | 0 | 0 | 0 | 0 | 0 | 0 | 0 | 0 | 0 | 0 | 0 | 0 | 0 | 0 | 0
384 | Industry | Metals | ETS |  |  | Industrial Solid Fuels Boiler | Solid Fuels | 0 | 0 | 0 | 0 | 0 | 1 | 1 | 1 | 0 | 0.125 | 0 | 0 | 0 | 0 | 0 | 0 | 0 | 0 | 0 | 0 | 0 | 0 | 0 | 0 | 0 | 0 | 0 | 0 | 0 | 0 | 0 | 0 | 0 | 0 | 0 | 0 | 0 | 0 | 0 | 0 | 0 | 0 | 0 | 0 | 0 | 0 | 1 | 0 | 0 | 0 | 0 | 0 | 0 | 0 | 0 | 0 | 0 | 0 | 0 | 0 | 0 | 0 | 0 | 0 | 0 | 0 | 0
385 | Industry | Metals | ETS |  |  | Industrial Solid Fuels CHP | Solid Fuels | 0 | 0 | 0 | 0 | 0 | 0 | 0 | 0 | 0 | 0 | 1 | 1 | 1 | 0 | 0 | 0 | 0 | 0 | 0 | 0 | 0 | 0 | 0 | 0 | 0 | 0 | 0 | 0 | 0 | 0 | 0 | 0 | 0 | 0 | 0 | 0 | 0 | 0 | 0 | 0 | 0 | 0 | 0 | 0 | 0 | 0 | 0 | 1 | 0 | 0 | 0 | 0 | 0 | 0 | 0 | 0 | 0 | 0 | 0 | 0 | 0 | 0 | 0 | 0 | 0 | 0 | 0
386 | Industry | Metals | ETS |  |  | Industrial Solid Fuels Furnace | Solid Fuels | 0 | 0 | 0 | 0 | 0 | 0 | 0 | 0 | 0 | 0 | 0 | 0 | 0 | 0 | 0 | 1 | 0 | 0 | 0 | 0 | 0 | 0 | 0 | 0 | 0 | 0 | 0 | 0 | 0 | 0 | 0 | 0 | 0 | 0 | 0 | 0 | 0 | 0 | 0 | 0 | 0 | 0 | 0 | 0 | 0 | 0 | 0 | 0 | 1 | 0 | 0 | 0 | 0 | 0 | 0 | 0 | 0 | 0 | 0 | 0 | 0 | 0 | 0 | 0 | 0 | 0 | 0
387 | Industry | Cement | ETS |  |  | Industrial Solid Fuels Cement/Lime Kiln | Solid Fuels | 2.5664 | 1 | 0 | 0 | 0 | 0 | 0 | 0 | 0 | 0 | 0 | 0 | 0 | 0 | 0 | 0 | 0 | 0 | 0 | 0 | 0 | 0 | 0 | 0 | 0 | 0 | 0 | 0 | 0 | 0 | 0 | 0 | 0 | 0 | 0 | 0 | 0 | 0 | 0 | 0 | 0 | 0 | 0 | 0 | 0 | 0 | 0 | 0 | 0 | 1 | 0 | 0 | 0 | 0 | 0 | 0 | 0 | 0 | 0 | 0 | 0 | 0 | 0 | 0 | 0 | 0 | 0
388 | Industry | Cement | ETS |  |  | Industrial Solid Fuels Furnace | Solid Fuels | 0 | 0 | 0 | 0 | 0 | 0 | 0 | 0 | 0 | 0 | 0 | 0 | 0 | 0 | 0 | 1 | 0 | 0 | 0 | 0 | 0 | 0 | 0 | 0 | 0 | 0 | 0 | 0 | 0 | 0 | 0 | 0 | 0 | 0 | 0 | 0 | 0 | 0 | 0 | 0 | 0 | 0 | 0 | 0 | 0 | 0 | 0 | 0 | 1 | 0 | 0 | 0 | 0 | 0 | 0 | 0 | 0 | 0 | 0 | 0 | 0 | 0 | 0 | 0 | 0 | 0 | 0
389 | Industry | Cement | ETS |  |  | Industrial Solid Fuels Dryer | Solid Fuels | 2.5664 | 0 | 0 | 0 | 0 | 0 | 0 | 0 | 0 | 0 | 0 | 0 | 0 | 0 | 0 | 0 | 0 | 1 | 1 | 0 | 0 | 0 | 0 | 0 | 0 | 0 | 0 | 0 | 0 | 0 | 0 | 0 | 0 | 0 | 0 | 0 | 0 | 0 | 0 | 0 | 0 | 0 | 0 | 0 | 0 | 0 | 0 | 0 | 0 | 0 | 1 | 0 | 0 | 0 | 0 | 0 | 0 | 0 | 0 | 0 | 0 | 0 | 0 | 0 | 0 | 0 | 0
390 | Industry | Refining | ETS |  |  | Industrial Solid Fuels Boiler | Solid Fuels | 0 | 0 | 0 | 0 | 0 | 1 | 1 | 1 | 0 | 0.125 | 0 | 0 | 0 | 0 | 0 | 0 | 0 | 0 | 0 | 0 | 0 | 0 | 0 | 0 | 0 | 0 | 0 | 0 | 0 | 0 | 0 | 0 | 0 | 0 | 0 | 0 | 0 | 0 | 0 | 0 | 0 | 0 | 0 | 0 | 0 | 0 | 1 | 0 | 0 | 0 | 0 | 0 | 0 | 0 | 0 | 0 | 0 | 0 | 0 | 0 | 0 | 0 | 0 | 0 | 0 | 0 | 0
391 | Industry | Refining | ETS |  |  | Industrial Solid Fuels CHP | Solid Fuels | 0 | 0 | 0 | 0 | 0 | 0 | 0 | 0 | 0 | 0 | 1 | 1 | 1 | 0 | 0 | 0 | 0 | 0 | 0 | 0 | 0 | 0 | 0 | 0 | 0 | 0 | 0 | 0 | 0 | 0 | 0 | 0 | 0 | 0 | 0 | 0 | 0 | 0 | 0 | 0 | 0 | 0 | 0 | 0 | 0 | 0 | 0 | 1 | 0 | 0 | 0 | 0 | 0 | 0 | 0 | 0 | 0 | 0 | 0 | 0 | 0 | 0 | 0 | 0 | 0 | 0 | 0
392 | Industry | Refining | ETS |  |  | Industrial Solid Fuels Furnace | Solid Fuels | 0 | 0 | 0 | 0 | 0 | 0 | 0 | 0 | 0 | 0 | 0 | 0 | 0 | 0 | 0 | 1 | 0 | 0 | 0 | 0 | 0 | 0 | 0 | 0 | 0 | 0 | 0 | 0 | 0 | 0 | 0 | 0 | 0 | 0 | 0 | 0 | 0 | 0 | 0 | 0 | 0 | 0 | 0 | 0 | 0 | 0 | 0 | 0 | 1 | 0 | 0 | 0 | 0 | 0 | 0 | 0 | 0 | 0 | 0 | 0 | 0 | 0 | 0 | 0 | 0 | 0 | 0
393 | Industry | Wood Products | ETS |  |  | Industrial Solid Fuels Boiler | Solid Fuels | 0 | 0 | 0 | 0 | 0 | 1 | 1 | 1 | 0 | 0.125 | 0 | 0 | 0 | 0 | 0 | 0 | 0 | 0 | 0 | 0 | 0 | 0 | 0 | 0 | 0 | 0 | 0 | 0 | 0 | 0 | 0 | 0 | 0 | 0 | 0 | 0 | 0 | 0 | 0 | 0 | 0 | 0 | 0 | 0 | 0 | 0 | 1 | 0 | 0 | 0 | 0 | 0 | 0 | 0 | 0 | 0 | 0 | 0 | 0 | 0 | 0 | 0 | 0 | 0 | 0 | 0 | 0
394 | Industry | Wood Products | ETS |  |  | Industrial Solid Fuels Dryer | Solid Fuels | 0 | 0 | 0 | 0 | 0 | 0 | 0 | 0 | 0 | 0 | 0 | 0 | 0 | 0 | 0 | 0 | 0 | 1 | 1 | 0 | 0 | 0 | 0 | 0 | 0 | 0 | 0 | 0 | 0 | 0 | 0 | 0 | 0 | 0 | 0 | 0 | 0 | 0 | 0 | 0 | 0 | 0 | 0 | 0 | 0 | 0 | 0 | 0 | 0 | 0 | 1 | 0 | 0 | 0 | 0 | 0 | 0 | 0 | 0 | 0 | 0 | 0 | 0 | 0 | 0 | 0 | 0
395 | Industry | Other Minerals | ETS |  |  | Industrial Solid Fuels Other Kiln | Solid Fuels | 0.2879 | 0 | 0 | 1 | 1 | 0 | 0 | 0 | 0 | 0 | 0 | 0 | 0 | 0 | 0 | 0 | 0 | 0 | 0 | 0 | 0 | 0 | 0 | 0 | 0 | 0 | 0 | 0 | 0 | 0 | 0 | 0 | 0 | 0 | 0 | 0 | 0 | 0 | 0 | 0 | 0 | 0 | 0 | 0 | 0 | 0 | 0 | 0 | 0 | 0 | 0 | 1 | 0 | 0 | 0 | 0 | 0 | 0 | 0 | 0 | 0 | 0 | 0 | 0 | 0 | 0 | 0
396 | Industry | Other Minerals | ETS |  |  | Industrial Solid Fuels Boiler | Solid Fuels | 0.5758 | 0 | 0 | 0 | 0 | 1 | 1 | 1 | 0 | 0.125 | 0 | 0 | 0 | 0 | 0 | 0 | 0 | 0 | 0 | 0 | 0 | 0 | 0 | 0 | 0 | 0 | 0 | 0 | 0 | 0 | 0 | 0 | 0 | 0 | 0 | 0 | 0 | 0 | 0 | 0 | 0 | 0 | 0 | 0 | 0 | 0 | 1 | 0 | 0 | 0 | 0 | 0 | 0 | 0 | 0 | 0 | 0 | 0 | 0 | 0 | 0 | 0 | 0 | 0 | 0 | 0 | 0
397 | Industry | Other Minerals | ETS |  |  | Industrial Solid Fuels Dryer | Solid Fuels | 0.5758 | 0 | 0 | 0 | 0 | 0 | 0 | 0 | 0 | 0 | 0 | 0 | 0 | 0 | 0 | 0 | 0 | 1 | 1 | 0 | 0 | 0 | 0 | 0 | 0 | 0 | 0 | 0 | 0 | 0 | 0 | 0 | 0 | 0 | 0 | 0 | 0 | 0 | 0 | 0 | 0 | 0 | 0 | 0 | 0 | 0 | 0 | 0 | 0 | 0 | 1 | 0 | 0 | 0 | 0 | 0 | 0 | 0 | 0 | 0 | 0 | 0 | 0 | 0 | 0 | 0 | 0
398 | Industry | Food and Drink | ETS |  |  | Industrial Solid Fuels Boiler | Solid Fuels | 0 | 0 | 0 | 0 | 0 | 1 | 1 | 1 | 0.3 | 0.125 | 0 | 0 | 0 | 0 | 0 | 0 | 0 | 0 | 0 | 0 | 0 | 0 | 0 | 0 | 0 | 0 | 0 | 0 | 0 | 0 | 0 | 0 | 0 | 0 | 0 | 0 | 0 | 0 | 0 | 0 | 0 | 0 | 0 | 0 | 0 | 0 | 1 | 0 | 0 | 0 | 0 | 0 | 0 | 0 | 0 | 0 | 0 | 0 | 0 | 0 | 0 | 0 | 0 | 0 | 0 | 0 | 0
399 | Industry | Food and Drink | ETS |  |  | Industrial Solid Fuels CHP | Solid Fuels | 0 | 0 | 0 | 0 | 0 | 0 | 0 | 0 | 0 | 0 | 1 | 1 | 1 | 0 | 0 | 0 | 0 | 0 | 0 | 0 | 0 | 0 | 0 | 0 | 0 | 0 | 0 | 0 | 0 | 0 | 0 | 0 | 0 | 0 | 0 | 0 | 0 | 0 | 0 | 0 | 0 | 0 | 0 | 0 | 0 | 0 | 0 | 1 | 0 | 0 | 0 | 0 | 0 | 0 | 0 | 0 | 0 | 0 | 0 | 0 | 0 | 0 | 0 | 0 | 0 | 0 | 0
400 | Industry | Food and Drink | ETS |  |  | Industrial Solid Fuels Oven | Solid Fuels | 0 | 0 | 0 | 0 | 0 | 0 | 0 | 0 | 0 | 0 | 0 | 0 | 0 | 1 | 1 | 0 | 0 | 0 | 0 | 0 | 0 | 0 | 0 | 0 | 0 | 0 | 0 | 0 | 0 | 0 | 0 | 0 | 0 | 0 | 0 | 0 | 0 | 0 | 0 | 0 | 0 | 0 | 0 | 0 | 0 | 0 | 0 | 0 | 0 | 0 | 0 | 0 | 1 | 0 | 0 | 0 | 0 | 0 | 0 | 0 | 0 | 0 | 0 | 0 | 0 | 0 | 0
401 | Industry | Food and Drink | ETS |  |  | Industrial Solid Fuels Dryer | Solid Fuels | 0 | 0 | 0 | 0 | 0 | 0 | 0 | 0 | 0 | 0 | 0 | 0 | 0 | 0 | 0 | 0 | 0 | 1 | 1 | 0 | 0 | 0 | 0 | 0 | 0 | 0 | 0 | 0 | 0 | 0 | 0 | 0 | 0 | 0 | 0 | 0 | 0 | 0 | 0 | 0 | 0 | 0 | 0 | 0 | 0 | 0 | 0 | 0 | 0 | 0 | 1 | 0 | 0 | 0 | 0 | 0 | 0 | 0 | 0 | 0 | 0 | 0 | 0 | 0 | 0 | 0 | 0
402 | Industry | Lime | ETS |  |  | Industrial Solid Fuels Cement/Lime Kiln | Solid Fuels | 1.3437 | 1 | 1 | 0 | 0 | 0 | 0 | 0 | 0 | 0 | 0 | 0 | 0 | 0 | 0 | 0 | 0 | 0 | 0 | 0 | 0 | 0 | 0 | 0 | 0 | 0 | 0 | 0 | 0 | 0 | 0 | 0 | 0 | 0 | 0 | 0 | 0 | 0 | 0 | 0 | 0 | 0 | 0 | 0 | 0 | 0 | 0 | 0 | 0 | 1 | 0 | 0 | 0 | 0 | 0 | 0 | 0 | 0 | 0 | 0 | 0 | 0 | 0 | 0 | 0 | 0 | 0
403 | Industry | Lime | ETS |  |  | Industrial Solid Fuels Other Kiln | Solid Fuels | 1.3437 | 0 | 0 | 1 | 1 | 0 | 0 | 0 | 0 | 0 | 0 | 0 | 0 | 0 | 0 | 0 | 0 | 0 | 0 | 0 | 0 | 0 | 0 | 0 | 0 | 0 | 0 | 0 | 0 | 0 | 0 | 0 | 0 | 0 | 0 | 0 | 0 | 0 | 0 | 0 | 0 | 0 | 0 | 0 | 0 | 0 | 0 | 0 | 0 | 0 | 0 | 1 | 0 | 0 | 0 | 0 | 0 | 0 | 0 | 0 | 0 | 0 | 0 | 0 | 0 | 0 | 0
404 | Industry | Lime | ETS |  |  | Industrial Solid Fuels Furnace | Solid Fuels | 1.3437 | 0 | 0 | 0 | 0 | 0 | 0 | 0 | 0 | 0 | 0 | 0 | 0 | 0 | 0 | 1 | 0 | 0 | 0 | 0 | 0 | 0 | 0 | 0 | 0 | 0 | 0 | 0 | 0 | 0 | 0 | 0 | 0 | 0 | 0 | 0 | 0 | 0 | 0 | 0 | 0 | 0 | 0 | 0 | 0 | 0 | 0 | 0 | 1 | 0 | 0 | 0 | 0 | 0 | 0 | 0 | 0 | 0 | 0 | 0 | 0 | 0 | 0 | 0 | 0 | 0 | 0
405 | Industry | Lime | ETS |  |  | Industrial Solid Fuels Dryer | Solid Fuels | 0 | 0 | 0 | 0 | 0 | 0 | 0 | 0 | 0 | 0 | 0 | 0 | 0 | 0 | 0 | 0 | 0 | 1 | 1 | 0 | 0 | 0 | 0 | 0 | 0 | 0 | 0 | 0 | 0 | 0 | 0 | 0 | 0 | 0 | 0 | 0 | 0 | 0 | 0 | 0 | 0 | 0 | 0 | 0 | 0 | 0 | 0 | 0 | 0 | 0 | 1 | 0 | 0 | 0 | 0 | 0 | 0 | 0 | 0 | 0 | 0 | 0 | 0 | 0 | 0 | 0 | 0
406 | Industry | Other Industry | ETS |  |  | Industrial Solid Fuels Other Kiln | Solid Fuels | 0 | 0 | 0 | 1 | 1 | 0 | 0 | 0 | 0 | 0 | 0 | 0 | 0 | 0 | 0 | 0 | 0 | 0 | 0 | 0 | 0 | 0 | 0 | 0 | 0 | 0 | 0 | 0 | 0 | 0 | 0 | 0 | 0 | 0 | 0 | 0 | 0 | 0 | 0 | 0 | 0 | 0 | 0 | 0 | 0 | 0 | 0 | 0 | 0 | 0 | 0 | 1 | 0 | 0 | 0 | 0 | 0 | 0 | 0 | 0 | 0 | 0 | 0 | 0 | 0 | 0 | 0
407 | Industry | Other Industry | ETS |  |  | Industrial Solid Fuels Boiler | Solid Fuels | 0 | 0 | 0 | 0 | 0 | 1 | 1 | 1 | 0.4 | 0.125 | 0 | 0 | 0 | 0 | 0 | 0 | 0 | 0 | 0 | 0 | 0 | 0 | 0 | 0 | 0 | 0 | 0 | 0 | 0 | 0 | 0 | 0 | 0 | 0 | 0 | 0 | 0 | 0 | 0 | 0 | 0 | 0 | 0 | 0 | 0 | 0 | 1 | 0 | 0 | 0 | 0 | 0 | 0 | 0 | 0 | 0 | 0 | 0 | 0 | 0 | 0 | 0 | 0 | 0 | 0 | 0 | 0
408 | Industry | Other Industry | ETS |  |  | Industrial Solid Fuels CHP | Solid Fuels | 0 | 0 | 0 | 0 | 0 | 0 | 0 | 0 | 0 | 0 | 1 | 1 | 1 | 0 | 0 | 0 | 0 | 0 | 0 | 0 | 0 | 0 | 0 | 0 | 0 | 0 | 0 | 0 | 0 | 0 | 0 | 0 | 0 | 0 | 0 | 0 | 0 | 0 | 0 | 0 | 0 | 0 | 0 | 0 | 0 | 0 | 0 | 1 | 0 | 0 | 0 | 0 | 0 | 0 | 0 | 0 | 0 | 0 | 0 | 0 | 0 | 0 | 0 | 0 | 0 | 0 | 0
409 | Industry | Other Industry | ETS |  |  | Industrial Solid Fuels Oven | Solid Fuels | 0 | 0 | 0 | 0 | 0 | 0 | 0 | 0 | 0 | 0 | 0 | 0 | 0 | 1 | 1 | 0 | 0 | 0 | 0 | 0 | 0 | 0 | 0 | 0 | 0 | 0 | 0 | 0 | 0 | 0 | 0 | 0 | 0 | 0 | 0 | 0 | 0 | 0 | 0 | 0 | 0 | 0 | 0 | 0 | 0 | 0 | 0 | 0 | 0 | 0 | 0 | 0 | 1 | 0 | 0 | 0 | 0 | 0 | 0 | 0 | 0 | 0 | 0 | 0 | 0 | 0 | 0
410 | Industry | Other Industry | ETS |  |  | Industrial Solid Fuels Furnace | Solid Fuels | 0 | 0 | 0 | 0 | 0 | 0 | 0 | 0 | 0 | 0 | 0 | 0 | 0 | 0 | 0 | 1 | 0 | 0 | 0 | 0 | 0 | 0 | 0 | 0 | 0 | 0 | 0 | 0 | 0 | 0 | 0 | 0 | 0 | 0 | 0 | 0 | 0 | 0 | 0 | 0 | 0 | 0 | 0 | 0 | 0 | 0 | 0 | 0 | 1 | 0 | 0 | 0 | 0 | 0 | 0 | 0 | 0 | 0 | 0 | 0 | 0 | 0 | 0 | 0 | 0 | 0 | 0
411 | Industry | Other Industry | ETS |  |  | Industrial Solid Fuels Dryer | Solid Fuels | 0 | 0 | 0 | 0 | 0 | 0 | 0 | 0 | 0 | 0 | 0 | 0 | 0 | 0 | 0 | 0 | 0 | 1 | 1 | 0 | 0 | 0 | 0 | 0 | 0 | 0 | 0 | 0 | 0 | 0 | 0 | 0 | 0 | 0 | 0 | 0 | 0 | 0 | 0 | 0 | 0 | 0 | 0 | 0 | 0 | 0 | 0 | 0 | 0 | 0 | 1 | 0 | 0 | 0 | 0 | 0 | 0 | 0 | 0 | 0 | 0 | 0 | 0 | 0 | 0 | 0 | 0
412 | Industry | Chemicals | ETS |  |  | Industrial Solid Fuels Boiler | Solid Fuels | 0 | 0 | 0 | 0 | 0 | 1 | 1 | 1 | 0.2 | 0.125 | 0 | 0 | 0 | 0 | 0 | 0 | 0 | 0 | 0 | 0 | 0 | 0 | 0 | 0 | 0 | 0 | 0 | 0 | 0 | 0 | 0 | 0 | 0 | 0 | 0 | 0 | 0 | 0 | 0 | 0 | 0 | 0 | 0 | 0 | 0 | 0 | 1 | 0 | 0 | 0 | 0 | 0 | 0 | 0 | 0 | 0 | 0 | 0 | 0 | 0 | 0 | 0 | 0 | 0 | 0 | 0 | 0
413 | Industry | Chemicals | ETS |  |  | Industrial Solid Fuels CHP | Solid Fuels | 0 | 0 | 0 | 0 | 0 | 0 | 0 | 0 | 0 | 0 | 1 | 1 | 1 | 0 | 0 | 0 | 0 | 0 | 0 | 0 | 0 | 0 | 0 | 0 | 0 | 0 | 0 | 0 | 0 | 0 | 0 | 0 | 0 | 0 | 0 | 0 | 0 | 0 | 0 | 0 | 0 | 0 | 0 | 0 | 0 | 0 | 0 | 1 | 0 | 0 | 0 | 0 | 0 | 0 | 0 | 0 | 0 | 0 | 0 | 0 | 0 | 0 | 0 | 0 | 0 | 0 | 0
414 | Industry | Chemicals | ETS |  |  | Industrial Solid Fuels Oven | Solid Fuels | 0 | 0 | 0 | 0 | 0 | 0 | 0 | 0 | 0 | 0 | 0 | 0 | 0 | 1 | 1 | 0 | 0 | 0 | 0 | 0 | 0 | 0 | 0 | 0 | 0 | 0 | 0 | 0 | 0 | 0 | 0 | 0 | 0 | 0 | 0 | 0 | 0 | 0 | 0 | 0 | 0 | 0 | 0 | 0 | 0 | 0 | 0 | 0 | 0 | 0 | 0 | 0 | 1 | 0 | 0 | 0 | 0 | 0 | 0 | 0 | 0 | 0 | 0 | 0 | 0 | 0 | 0
415 | Industry | Chemicals | ETS |  |  | Industrial Solid Fuels Furnace | Solid Fuels | 0 | 0 | 0 | 0 | 0 | 0 | 0 | 0 | 0 | 0 | 0 | 0 | 0 | 0 | 0 | 1 | 0 | 0 | 0 | 0 | 0 | 0 | 0 | 0 | 0 | 0 | 0 | 0 | 0 | 0 | 0 | 0 | 0 | 0 | 0 | 0 | 0 | 0 | 0 | 0 | 0 | 0 | 0 | 0 | 0 | 0 | 0 | 0 | 1 | 0 | 0 | 0 | 0 | 0 | 0 | 0 | 0 | 0 | 0 | 0 | 0 | 0 | 0 | 0 | 0 | 0 | 0
416 | Industry | Chemicals | ETS |  |  | Industrial Solid Fuels Dryer | Solid Fuels | 0 | 0 | 0 | 0 | 0 | 0 | 0 | 0 | 0 | 0 | 0 | 0 | 0 | 0 | 0 | 0 | 0 | 1 | 1 | 0 | 0 | 0 | 0 | 0 | 0 | 0 | 0 | 0 | 0 | 0 | 0 | 0 | 0 | 0 | 0 | 0 | 0 | 0 | 0 | 0 | 0 | 0 | 0 | 0 | 0 | 0 | 0 | 0 | 0 | 0 | 1 | 0 | 0 | 0 | 0 | 0 | 0 | 0 | 0 | 0 | 0 | 0 | 0 | 0 | 0 | 0 | 0
417 | Industry | Metals | ETS |  |  | Industrial Oil Boiler | Oil | 0.039866 | 0 | 0 | 0 | 0 | 0.34957 | 1 | 1 | 0 | 0.125 | 0 | 0 | 0 | 0 | 0 | 0 | 0 | 0 | 0 | 0 | 0 | 0 | 0 | 0 | 0 | 0 | 0 | 0 | 0 | 0 | 0 | 0 | 0 | 0 | 0 | 0 | 0 | 0 | 0 | 0 | 0 | 0 | 0 | 0 | 0 | 0 | 0 | 0 | 0 | 0 | 0 | 0 | 0 | 1 | 0 | 0 | 0 | 0 | 0 | 0 | 0 | 0 | 0 | 0 | 0 | 0 | 0
418 | Industry | Metals | ETS |  |  | Industrial Oil CHP | Oil | 0.0066444 | 0 | 0 | 0 | 0 | 0 | 0 | 0 | 0 | 0 | 0.34957 | 1 | 1 | 0 | 0 | 0 | 0 | 0 | 0 | 0 | 0 | 0 | 0 | 0 | 0 | 0 | 0 | 0 | 0 | 0 | 0 | 0 | 0 | 0 | 0 | 0 | 0 | 0 | 0 | 0 | 0 | 0 | 0 | 0 | 0 | 0 | 0 | 0 | 0 | 0 | 0 | 0 | 0 | 0 | 1 | 0 | 0 | 0 | 0 | 0 | 0 | 0 | 0 | 0 | 0 | 0 | 0
419 | Industry | Metals | ETS |  |  | Industrial Oil Furnace | Oil | 0.019933 | 0 | 0 | 0 | 0 | 0 | 0 | 0 | 0 | 0 | 0 | 0 | 0 | 0 | 0 | 0.34957 | 0 | 0 | 0 | 0 | 0 | 0 | 0 | 0 | 0 | 0 | 0 | 0 | 0 | 0 | 0 | 0 | 0 | 0 | 0 | 0 | 0 | 0 | 0 | 0 | 0 | 0 | 0 | 0 | 0 | 0 | 0 | 0 | 0 | 0 | 0 | 0 | 0 | 0 | 0 | 1 | 0 | 0 | 0 | 0 | 0 | 0 | 0 | 0 | 0 | 0 | 0
420 | Industry | Cement | ETS |  |  | Industrial Oil Cement/Lime Kiln | Oil | 0.031544 | 1 | 0 | 0 | 0 | 0 | 0 | 0 | 0 | 0 | 0 | 0 | 0 | 0 | 0 | 0 | 0 | 0 | 0 | 0 | 0 | 0 | 0 | 0 | 0 | 0 | 0 | 0 | 0 | 0 | 0 | 0 | 0 | 0 | 0 | 0 | 0 | 0 | 0 | 0 | 0 | 0 | 0 | 0 | 0 | 0 | 0 | 0 | 0 | 0 | 0 | 0 | 0 | 0 | 0 | 0 | 1 | 0 | 0 | 0 | 0 | 0 | 0 | 0 | 0 | 0 | 0
421 | Industry | Cement | ETS |  |  | Industrial Oil Furnace | Oil | 0 | 0 | 0 | 0 | 0 | 0 | 0 | 0 | 0 | 0 | 0 | 0 | 0 | 0 | 0 | 0.34957 | 0 | 0 | 0 | 0 | 0 | 0 | 0 | 0 | 0 | 0 | 0 | 0 | 0 | 0 | 0 | 0 | 0 | 0 | 0 | 0 | 0 | 0 | 0 | 0 | 0 | 0 | 0 | 0 | 0 | 0 | 0 | 0 | 0 | 0 | 0 | 0 | 0 | 0 | 0 | 1 | 0 | 0 | 0 | 0 | 0 | 0 | 0 | 0 | 0 | 0 | 0
422 | Industry | Cement | ETS |  |  | Industrial Oil Dryer | Oil | 0.031544 | 0 | 0 | 0 | 0 | 0 | 0 | 0 | 0 | 0 | 0 | 0 | 0 | 0 | 0 | 0 | 0 | 0.34957 | 1 | 0 | 0 | 0 | 0 | 0 | 0 | 0 | 0 | 0 | 0 | 0 | 0 | 0 | 0 | 0 | 0 | 0 | 0 | 0 | 0 | 0 | 0 | 0 | 0 | 0 | 0 | 0 | 0 | 0 | 0 | 0 | 0 | 0 | 0 | 0 | 0 | 0 | 0 | 1 | 0 | 0 | 0 | 0 | 0 | 0 | 0 | 0 | 0
423 | Industry | Refining | ETS |  |  | Industrial Oil Boiler | Oil | 0.051294 | 0 | 0 | 0 | 0 | 0.34957 | 1 | 1 | 0 | 0.125 | 0 | 0 | 0 | 0 | 0 | 0 | 0 | 0 | 0 | 0 | 0 | 0 | 0 | 0 | 0 | 0 | 0 | 0 | 0 | 0 | 0 | 0 | 0 | 0 | 0 | 0 | 0 | 0 | 0 | 0 | 0 | 0 | 0 | 0 | 0 | 0 | 0 | 0 | 0 | 0 | 0 | 0 | 0 | 1 | 0 | 0 | 0 | 0 | 0 | 0 | 0 | 0 | 0 | 0 | 0 | 0 | 0
424 | Industry | Refining | ETS |  |  | Industrial Oil CHP | Oil | 0.017098 | 0 | 0 | 0 | 0 | 0 | 0 | 0 | 0 | 0 | 0.34957 | 1 | 1 | 0 | 0 | 0 | 0 | 0 | 0 | 0 | 0 | 0 | 0 | 0 | 0 | 0 | 0 | 0 | 0 | 0 | 0 | 0 | 0 | 0 | 0 | 0 | 0 | 0 | 0 | 0 | 0 | 0 | 0 | 0 | 0 | 0 | 0 | 0 | 0 | 0 | 0 | 0 | 0 | 0 | 1 | 0 | 0 | 0 | 0 | 0 | 0 | 0 | 0 | 0 | 0 | 0 | 0
425 | Industry | Refining | ETS |  |  | Industrial Oil Furnace | Oil | 0.17098 | 0 | 0 | 0 | 0 | 0 | 0 | 0 | 0 | 0 | 0 | 0 | 0 | 0 | 0 | 0.34957 | 0 | 0 | 0 | 0 | 0 | 0 | 0 | 0 | 0 | 0 | 0 | 0 | 0 | 0 | 0 | 0 | 0 | 0 | 0 | 0 | 0 | 0 | 0 | 0 | 0 | 0 | 0 | 0 | 0 | 0 | 0 | 0 | 0 | 0 | 0 | 0 | 0 | 0 | 0 | 1 | 0 | 0 | 0 | 0 | 0 | 0 | 0 | 0 | 0 | 0 | 0
426 | Industry | Wood Products | ETS |  |  | Industrial Oil Boiler | Oil | 0.025021 | 0 | 0 | 0 | 0 | 0.34957 | 1 | 1 | 0 | 0.125 | 0 | 0 | 0 | 0 | 0 | 0 | 0 | 0 | 0 | 0 | 0 | 0 | 0 | 0 | 0 | 0 | 0 | 0 | 0 | 0 | 0 | 0 | 0 | 0 | 0 | 0 | 0 | 0 | 0 | 0 | 0 | 0 | 0 | 0 | 0 | 0 | 0 | 0 | 0 | 0 | 0 | 0 | 0 | 1 | 0 | 0 | 0 | 0 | 0 | 0 | 0 | 0 | 0 | 0 | 0 | 0 | 0
427 | Industry | Wood Products | ETS |  |  | Industrial Oil Dryer | Oil | 0.025021 | 0 | 0 | 0 | 0 | 0 | 0 | 0 | 0 | 0 | 0 | 0 | 0 | 0 | 0 | 0 | 0 | 0.34957 | 1 | 0 | 0 | 0 | 0 | 0 | 0 | 0 | 0 | 0 | 0 | 0 | 0 | 0 | 0 | 0 | 0 | 0 | 0 | 0 | 0 | 0 | 0 | 0 | 0 | 0 | 0 | 0 | 0 | 0 | 0 | 0 | 0 | 0 | 0 | 0 | 0 | 0 | 0 | 1 | 0 | 0 | 0 | 0 | 0 | 0 | 0 | 0 | 0
428 | Industry | Other Minerals | ETS |  |  | Industrial Oil Other Kiln | Oil | 0.057611 | 0 | 0 | 0.34957 | 1 | 0 | 0 | 0 | 0 | 0 | 0 | 0 | 0 | 0 | 0 | 0 | 0 | 0 | 0 | 0 | 0 | 0 | 0 | 0 | 0 | 0 | 0 | 0 | 0 | 0 | 0 | 0 | 0 | 0 | 0 | 0 | 0 | 0 | 0 | 0 | 0 | 0 | 0 | 0 | 0 | 0 | 0 | 0 | 0 | 0 | 0 | 0 | 0 | 0 | 0 | 0 | 0 | 0 | 1 | 0 | 0 | 0 | 0 | 0 | 0 | 0 | 0
429 | Industry | Other Minerals | ETS |  |  | Industrial Oil Boiler | Oil | 0.11522 | 0 | 0 | 0 | 0 | 0.34957 | 1 | 1 | 0 | 0.125 | 0 | 0 | 0 | 0 | 0 | 0 | 0 | 0 | 0 | 0 | 0 | 0 | 0 | 0 | 0 | 0 | 0 | 0 | 0 | 0 | 0 | 0 | 0 | 0 | 0 | 0 | 0 | 0 | 0 | 0 | 0 | 0 | 0 | 0 | 0 | 0 | 0 | 0 | 0 | 0 | 0 | 0 | 0 | 1 | 0 | 0 | 0 | 0 | 0 | 0 | 0 | 0 | 0 | 0 | 0 | 0 | 0
430 | Industry | Other Minerals | ETS |  |  | Industrial Oil Dryer | Oil | 0.11522 | 0 | 0 | 0 | 0 | 0 | 0 | 0 | 0 | 0 | 0 | 0 | 0 | 0 | 0 | 0 | 0 | 0.34957 | 1 | 0 | 0 | 0 | 0 | 0 | 0 | 0 | 0 | 0 | 0 | 0 | 0 | 0 | 0 | 0 | 0 | 0 | 0 | 0 | 0 | 0 | 0 | 0 | 0 | 0 | 0 | 0 | 0 | 0 | 0 | 0 | 0 | 0 | 0 | 0 | 0 | 0 | 0 | 1 | 0 | 0 | 0 | 0 | 0 | 0 | 0 | 0 | 0
431 | Industry | Food and Drink | ETS |  |  | Industrial Oil Boiler | Oil | 3.9237 | 0 | 0 | 0 | 0 | 0.34957 | 1 | 1 | 0.3 | 0.125 | 0 | 0 | 0 | 0 | 0 | 0 | 0 | 0 | 0 | 0 | 0 | 0 | 0 | 0 | 0 | 0 | 0 | 0 | 0 | 0 | 0 | 0 | 0 | 0 | 0 | 0 | 0 | 0 | 0 | 0 | 0 | 0 | 0 | 0 | 0 | 0 | 0 | 0 | 0 | 0 | 0 | 0 | 0 | 1 | 0 | 0 | 0 | 0 | 0 | 0 | 0 | 0 | 0 | 0 | 0 | 0 | 0
432 | Industry | Food and Drink | ETS |  |  | Industrial Oil CHP | Oil | 1.9618 | 0 | 0 | 0 | 0 | 0 | 0 | 0 | 0 | 0 | 0.34957 | 1 | 1 | 0 | 0 | 0 | 0 | 0 | 0 | 0 | 0 | 0 | 0 | 0 | 0 | 0 | 0 | 0 | 0 | 0 | 0 | 0 | 0 | 0 | 0 | 0 | 0 | 0 | 0 | 0 | 0 | 0 | 0 | 0 | 0 | 0 | 0 | 0 | 0 | 0 | 0 | 0 | 0 | 0 | 1 | 0 | 0 | 0 | 0 | 0 | 0 | 0 | 0 | 0 | 0 | 0 | 0
433 | Industry | Food and Drink | ETS |  |  | Industrial Oil Oven | Oil | 0.98092 | 0 | 0 | 0 | 0 | 0 | 0 | 0 | 0 | 0 | 0 | 0 | 0 | 0.34957 | 1 | 0 | 0 | 0 | 0 | 0 | 0 | 0 | 0 | 0 | 0 | 0 | 0 | 0 | 0 | 0 | 0 | 0 | 0 | 0 | 0 | 0 | 0 | 0 | 0 | 0 | 0 | 0 | 0 | 0 | 0 | 0 | 0 | 0 | 0 | 0 | 0 | 0 | 0 | 0 | 0 | 0 | 0 | 0 | 0 | 1 | 0 | 0 | 0 | 0 | 0 | 0 | 0
434 | Industry | Food and Drink | ETS |  |  | Industrial Oil Dryer | Oil | 0.98092 | 0 | 0 | 0 | 0 | 0 | 0 | 0 | 0 | 0 | 0 | 0 | 0 | 0 | 0 | 0 | 0 | 0.34957 | 1 | 0 | 0 | 0 | 0 | 0 | 0 | 0 | 0 | 0 | 0 | 0 | 0 | 0 | 0 | 0 | 0 | 0 | 0 | 0 | 0 | 0 | 0 | 0 | 0 | 0 | 0 | 0 | 0 | 0 | 0 | 0 | 0 | 0 | 0 | 0 | 0 | 0 | 0 | 1 | 0 | 0 | 0 | 0 | 0 | 0 | 0 | 0 | 0
435 | Industry | Lime | ETS |  |  | Industrial Oil Cement/Lime Kiln | Oil | 0.0075462 | 1 | 0.34957 | 0 | 0 | 0 | 0 | 0 | 0 | 0 | 0 | 0 | 0 | 0 | 0 | 0 | 0 | 0 | 0 | 0 | 0 | 0 | 0 | 0 | 0 | 0 | 0 | 0 | 0 | 0 | 0 | 0 | 0 | 0 | 0 | 0 | 0 | 0 | 0 | 0 | 0 | 0 | 0 | 0 | 0 | 0 | 0 | 0 | 0 | 0 | 0 | 0 | 0 | 0 | 0 | 0 | 1 | 0 | 0 | 0 | 0 | 0 | 0 | 0 | 0 | 0 | 0
436 | Industry | Lime | ETS |  |  | Industrial Oil Other Kiln | Oil | 0.0075462 | 0 | 0 | 0.34957 | 1 | 0 | 0 | 0 | 0 | 0 | 0 | 0 | 0 | 0 | 0 | 0 | 0 | 0 | 0 | 0 | 0 | 0 | 0 | 0 | 0 | 0 | 0 | 0 | 0 | 0 | 0 | 0 | 0 | 0 | 0 | 0 | 0 | 0 | 0 | 0 | 0 | 0 | 0 | 0 | 0 | 0 | 0 | 0 | 0 | 0 | 0 | 0 | 0 | 0 | 0 | 0 | 0 | 0 | 1 | 0 | 0 | 0 | 0 | 0 | 0 | 0 | 0
437 | Industry | Lime | ETS |  |  | Industrial Oil Furnace | Oil | 0.0075462 | 0 | 0 | 0 | 0 | 0 | 0 | 0 | 0 | 0 | 0 | 0 | 0 | 0 | 0 | 0.34957 | 0 | 0 | 0 | 0 | 0 | 0 | 0 | 0 | 0 | 0 | 0 | 0 | 0 | 0 | 0 | 0 | 0 | 0 | 0 | 0 | 0 | 0 | 0 | 0 | 0 | 0 | 0 | 0 | 0 | 0 | 0 | 0 | 0 | 0 | 0 | 0 | 0 | 0 | 0 | 1 | 0 | 0 | 0 | 0 | 0 | 0 | 0 | 0 | 0 | 0 | 0
438 | Industry | Lime | ETS |  |  | Industrial Oil Dryer | Oil | 0 | 0 | 0 | 0 | 0 | 0 | 0 | 0 | 0 | 0 | 0 | 0 | 0 | 0 | 0 | 0 | 0 | 0.34957 | 1 | 0 | 0 | 0 | 0 | 0 | 0 | 0 | 0 | 0 | 0 | 0 | 0 | 0 | 0 | 0 | 0 | 0 | 0 | 0 | 0 | 0 | 0 | 0 | 0 | 0 | 0 | 0 | 0 | 0 | 0 | 0 | 0 | 0 | 0 | 0 | 0 | 0 | 0 | 1 | 0 | 0 | 0 | 0 | 0 | 0 | 0 | 0 | 0
439 | Industry | Other Industry | ETS |  |  | Industrial Oil Other Kiln | Oil | 0 | 0 | 0 | 0.34957 | 1 | 0 | 0 | 0 | 0 | 0 | 0 | 0 | 0 | 0 | 0 | 0 | 0 | 0 | 0 | 0 | 0 | 0 | 0 | 0 | 0 | 0 | 0 | 0 | 0 | 0 | 0 | 0 | 0 | 0 | 0 | 0 | 0 | 0 | 0 | 0 | 0 | 0 | 0 | 0 | 0 | 0 | 0 | 0 | 0 | 0 | 0 | 0 | 0 | 0 | 0 | 0 | 0 | 0 | 1 | 0 | 0 | 0 | 0 | 0 | 0 | 0 | 0
440 | Industry | Other Industry | ETS |  |  | Industrial Oil Boiler | Oil | 0.006999 | 0 | 0 | 0 | 0 | 0.34957 | 1 | 1 | 0.4 | 0.125 | 0 | 0 | 0 | 0 | 0 | 0 | 0 | 0 | 0 | 0 | 0 | 0 | 0 | 0 | 0 | 0 | 0 | 0 | 0 | 0 | 0 | 0 | 0 | 0 | 0 | 0 | 0 | 0 | 0 | 0 | 0 | 0 | 0 | 0 | 0 | 0 | 0 | 0 | 0 | 0 | 0 | 0 | 0 | 1 | 0 | 0 | 0 | 0 | 0 | 0 | 0 | 0 | 0 | 0 | 0 | 0 | 0
441 | Industry | Other Industry | ETS |  |  | Industrial Oil CHP | Oil | 0.006999 | 0 | 0 | 0 | 0 | 0 | 0 | 0 | 0 | 0 | 0.34957 | 1 | 1 | 0 | 0 | 0 | 0 | 0 | 0 | 0 | 0 | 0 | 0 | 0 | 0 | 0 | 0 | 0 | 0 | 0 | 0 | 0 | 0 | 0 | 0 | 0 | 0 | 0 | 0 | 0 | 0 | 0 | 0 | 0 | 0 | 0 | 0 | 0 | 0 | 0 | 0 | 0 | 0 | 0 | 1 | 0 | 0 | 0 | 0 | 0 | 0 | 0 | 0 | 0 | 0 | 0 | 0
442 | Industry | Other Industry | ETS |  |  | Industrial Oil Oven | Oil | 0 | 0 | 0 | 0 | 0 | 0 | 0 | 0 | 0 | 0 | 0 | 0 | 0 | 0.34957 | 1 | 0 | 0 | 0 | 0 | 0 | 0 | 0 | 0 | 0 | 0 | 0 | 0 | 0 | 0 | 0 | 0 | 0 | 0 | 0 | 0 | 0 | 0 | 0 | 0 | 0 | 0 | 0 | 0 | 0 | 0 | 0 | 0 | 0 | 0 | 0 | 0 | 0 | 0 | 0 | 0 | 0 | 0 | 0 | 0 | 1 | 0 | 0 | 0 | 0 | 0 | 0 | 0
443 | Industry | Other Industry | ETS |  |  | Industrial Oil Furnace | Oil | 0 | 0 | 0 | 0 | 0 | 0 | 0 | 0 | 0 | 0 | 0 | 0 | 0 | 0 | 0 | 0.34957 | 0 | 0 | 0 | 0 | 0 | 0 | 0 | 0 | 0 | 0 | 0 | 0 | 0 | 0 | 0 | 0 | 0 | 0 | 0 | 0 | 0 | 0 | 0 | 0 | 0 | 0 | 0 | 0 | 0 | 0 | 0 | 0 | 0 | 0 | 0 | 0 | 0 | 0 | 0 | 1 | 0 | 0 | 0 | 0 | 0 | 0 | 0 | 0 | 0 | 0 | 0
444 | Industry | Other Industry | ETS |  |  | Industrial Oil Dryer | Oil | 0.006999 | 0 | 0 | 0 | 0 | 0 | 0 | 0 | 0 | 0 | 0 | 0 | 0 | 0 | 0 | 0 | 0 | 0.34957 | 1 | 0 | 0 | 0 | 0 | 0 | 0 | 0 | 0 | 0 | 0 | 0 | 0 | 0 | 0 | 0 | 0 | 0 | 0 | 0 | 0 | 0 | 0 | 0 | 0 | 0 | 0 | 0 | 0 | 0 | 0 | 0 | 0 | 0 | 0 | 0 | 0 | 0 | 0 | 1 | 0 | 0 | 0 | 0 | 0 | 0 | 0 | 0 | 0
445 | Industry | Chemicals | ETS |  |  | Industrial Oil Boiler | Oil | 2.6718 | 0 | 0 | 0 | 0 | 0.34957 | 1 | 1 | 0.2 | 0.125 | 0 | 0 | 0 | 0 | 0 | 0 | 0 | 0 | 0 | 0 | 0 | 0 | 0 | 0 | 0 | 0 | 0 | 0 | 0 | 0 | 0 | 0 | 0 | 0 | 0 | 0 | 0 | 0 | 0 | 0 | 0 | 0 | 0 | 0 | 0 | 0 | 0 | 0 | 0 | 0 | 0 | 0 | 0 | 1 | 0 | 0 | 0 | 0 | 0 | 0 | 0 | 0 | 0 | 0 | 0 | 0 | 0
446 | Industry | Chemicals | ETS |  |  | Industrial Oil CHP | Oil | 1.3359 | 0 | 0 | 0 | 0 | 0 | 0 | 0 | 0 | 0 | 0.34957 | 1 | 1 | 0 | 0 | 0 | 0 | 0 | 0 | 0 | 0 | 0 | 0 | 0 | 0 | 0 | 0 | 0 | 0 | 0 | 0 | 0 | 0 | 0 | 0 | 0 | 0 | 0 | 0 | 0 | 0 | 0 | 0 | 0 | 0 | 0 | 0 | 0 | 0 | 0 | 0 | 0 | 0 | 0 | 1 | 0 | 0 | 0 | 0 | 0 | 0 | 0 | 0 | 0 | 0 | 0 | 0
447 | Industry | Chemicals | ETS |  |  | Industrial Oil Oven | Oil | 1.3359 | 0 | 0 | 0 | 0 | 0 | 0 | 0 | 0 | 0 | 0 | 0 | 0 | 0.34957 | 1 | 0 | 0 | 0 | 0 | 0 | 0 | 0 | 0 | 0 | 0 | 0 | 0 | 0 | 0 | 0 | 0 | 0 | 0 | 0 | 0 | 0 | 0 | 0 | 0 | 0 | 0 | 0 | 0 | 0 | 0 | 0 | 0 | 0 | 0 | 0 | 0 | 0 | 0 | 0 | 0 | 0 | 0 | 0 | 0 | 1 | 0 | 0 | 0 | 0 | 0 | 0 | 0
448 | Industry | Chemicals | ETS |  |  | Industrial Oil Furnace | Oil | 0 | 0 | 0 | 0 | 0 | 0 | 0 | 0 | 0 | 0 | 0 | 0 | 0 | 0 | 0 | 0.34957 | 0 | 0 | 0 | 0 | 0 | 0 | 0 | 0 | 0 | 0 | 0 | 0 | 0 | 0 | 0 | 0 | 0 | 0 | 0 | 0 | 0 | 0 | 0 | 0 | 0 | 0 | 0 | 0 | 0 | 0 | 0 | 0 | 0 | 0 | 0 | 0 | 0 | 0 | 0 | 1 | 0 | 0 | 0 | 0 | 0 | 0 | 0 | 0 | 0 | 0 | 0
449 | Industry | Chemicals | ETS |  |  | Industrial Oil Dryer | Oil | 0 | 0 | 0 | 0 | 0 | 0 | 0 | 0 | 0 | 0 | 0 | 0 | 0 | 0 | 0 | 0 | 0 | 0.34957 | 1 | 0 | 0 | 0 | 0 | 0 | 0 | 0 | 0 | 0 | 0 | 0 | 0 | 0 | 0 | 0 | 0 | 0 | 0 | 0 | 0 | 0 | 0 | 0 | 0 | 0 | 0 | 0 | 0 | 0 | 0 | 0 | 0 | 0 | 0 | 0 | 0 | 0 | 0 | 1 | 0 | 0 | 0 | 0 | 0 | 0 | 0 | 0 | 0
450 | Industry | Metals | ETS |  |  | Industrial Gas Boiler | Gas | 5.9601 | 0 | 0 | 0 | 0 | 1 | 1 | 1 | 0 | 0.125 | 0 | 0 | 0 | 0 | 0 | 0 | 0 | 0 | 0 | 1 | 0 | 0 | 0 | 0 | 1 | 0 | 0 | 0 | 0 | 0 | 0 | 0 | 0 | 0 | 0 | 0 | 0 | 0 | 0 | 0 | 0 | 0 | 0 | 0 | 0 | 0 | 0 | 0 | 0 | 0 | 0 | 0 | 0 | 0 | 0 | 0 | 0 | 0 | 0 | 0 | 1 | 0 | 0 | 0 | 0 | 0 | 0
451 | Industry | Metals | ETS |  |  | Industrial Gas CHP | Gas | 0.99336 | 0 | 0 | 0 | 0 | 0 | 0 | 0 | 0 | 0 | 1 | 1 | 1 | 0 | 0 | 0 | 0 | 0 | 0 | 0 | 1 | 0 | 0 | 0 | 1 | 0 | 0 | 0 | 0 | 0 | 0 | 0 | 0 | 0 | 0 | 0 | 0 | 0 | 0 | 0 | 0 | 0 | 0 | 0 | 0 | 0 | 0 | 0 | 0 | 0 | 0 | 0 | 0 | 0 | 0 | 0 | 0 | 0 | 0 | 0 | 0 | 1 | 0 | 0 | 0 | 0 | 0
452 | Industry | Metals | ETS |  |  | Industrial Gas Furnace | Gas | 2.9801 | 0 | 0 | 0 | 0 | 0 | 0 | 0 | 0 | 0 | 0 | 0 | 0 | 0 | 0 | 1 | 0 | 0 | 0 | 0 | 0 | 0 | 1 | 0 | 1 | 0 | 0 | 0 | 0 | 0 | 0 | 0 | 0 | 0 | 0 | 0 | 0 | 0 | 0 | 0 | 0 | 0 | 0 | 0 | 0 | 0 | 0 | 0 | 0 | 0 | 0 | 0 | 0 | 0 | 0 | 0 | 0 | 0 | 0 | 0 | 0 | 0 | 1 | 0 | 0 | 0 | 0
453 | Industry | Cement | ETS |  |  | Industrial Gas Cement/Lime Kiln | Gas | 0.00013408 | 1 | 0 | 0 | 0 | 0 | 0 | 0 | 0 | 0 | 0 | 0 | 0 | 0 | 0 | 0 | 0 | 0 | 0 | 0 | 0 | 0 | 0 | 0 | 1 | 0 | 0 | 0 | 0 | 0 | 0 | 0 | 0 | 0 | 0 | 0 | 0 | 0 | 0 | 0 | 0 | 0 | 0 | 0 | 0 | 0 | 0 | 0 | 0 | 0 | 0 | 0 | 0 | 0 | 0 | 0 | 0 | 0 | 0 | 0 | 0 | 0 | 0 | 1 | 0 | 0 | 0
454 | Industry | Cement | ETS |  |  | Industrial Gas Furnace | Gas | 0 | 0 | 0 | 0 | 0 | 0 | 0 | 0 | 0 | 0 | 0 | 0 | 0 | 0 | 0 | 1 | 0 | 0 | 0 | 0 | 0 | 0 | 1 | 0 | 1 | 0 | 0 | 0 | 0 | 0 | 0 | 0 | 0 | 0 | 0 | 0 | 0 | 0 | 0 | 0 | 0 | 0 | 0 | 0 | 0 | 0 | 0 | 0 | 0 | 0 | 0 | 0 | 0 | 0 | 0 | 0 | 0 | 0 | 0 | 0 | 0 | 0 | 1 | 0 | 0 | 0 | 0
455 | Industry | Cement | ETS |  |  | Industrial Gas Dryer | Gas | 0.00013408 | 0 | 0 | 0 | 0 | 0 | 0 | 0 | 0 | 0 | 0 | 0 | 0 | 0 | 0 | 0 | 0 | 1 | 1 | 0 | 0 | 0 | 0 | 1 | 1 | 0 | 0 | 0 | 0 | 0 | 0 | 0 | 0 | 0 | 0 | 0 | 0 | 0 | 0 | 0 | 0 | 0 | 0 | 0 | 0 | 0 | 0 | 0 | 0 | 0 | 0 | 0 | 0 | 0 | 0 | 0 | 0 | 0 | 0 | 0 | 0 | 0 | 0 | 0 | 1 | 0 | 0
456 | Industry | Refining | ETS |  |  | Industrial Gas Boiler | Gas | 2.9487 | 0 | 0 | 0 | 0 | 1 | 1 | 1 | 0 | 0.125 | 0 | 0 | 0 | 0 | 0 | 0 | 0 | 0 | 0 | 1 | 0 | 0 | 0 | 0 | 1 | 0 | 0 | 0 | 0 | 0 | 0 | 0 | 0 | 0 | 0 | 0 | 0 | 0 | 0 | 0 | 0 | 0 | 0 | 0 | 0 | 0 | 0 | 0 | 0 | 0 | 0 | 0 | 0 | 0 | 0 | 0 | 0 | 0 | 0 | 0 | 1 | 0 | 0 | 0 | 0 | 0 | 0
457 | Industry | Refining | ETS |  |  | Industrial Gas CHP | Gas | 0.9829 | 0 | 0 | 0 | 0 | 0 | 0 | 0 | 0 | 0 | 1 | 1 | 1 | 0 | 0 | 0 | 0 | 0 | 0 | 0 | 1 | 0 | 0 | 0 | 1 | 0 | 0 | 0 | 0 | 0 | 0 | 0 | 0 | 0 | 0 | 0 | 0 | 0 | 0 | 0 | 0 | 0 | 0 | 0 | 0 | 0 | 0 | 0 | 0 | 0 | 0 | 0 | 0 | 0 | 0 | 0 | 0 | 0 | 0 | 0 | 0 | 1 | 0 | 0 | 0 | 0 | 0
458 | Industry | Refining | ETS |  |  | Industrial Gas Furnace | Gas | 9.829 | 0 | 0 | 0 | 0 | 0 | 0 | 0 | 0 | 0 | 0 | 0 | 0 | 0 | 0 | 1 | 0 | 0 | 0 | 0 | 0 | 0 | 1 | 0 | 1 | 0 | 0 | 0 | 0 | 0 | 0 | 0 | 0 | 0 | 0 | 0 | 0 | 0 | 0 | 0 | 0 | 0 | 0 | 0 | 0 | 0 | 0 | 0 | 0 | 0 | 0 | 0 | 0 | 0 | 0 | 0 | 0 | 0 | 0 | 0 | 0 | 0 | 1 | 0 | 0 | 0 | 0
459 | Industry | Wood Products | ETS |  |  | Industrial Gas Boiler | Gas | 0.17183 | 0 | 0 | 0 | 0 | 1 | 1 | 1 | 0 | 0.125 | 0 | 0 | 0 | 0 | 0 | 0 | 0 | 0 | 0 | 1 | 0 | 0 | 0 | 0 | 1 | 0 | 0 | 0 | 0 | 0 | 0 | 0 | 0 | 0 | 0 | 0 | 0 | 0 | 0 | 0 | 0 | 0 | 0 | 0 | 0 | 0 | 0 | 0 | 0 | 0 | 0 | 0 | 0 | 0 | 0 | 0 | 0 | 0 | 0 | 0 | 1 | 0 | 0 | 0 | 0 | 0 | 0
460 | Industry | Wood Products | ETS |  |  | Industrial Gas Dryer | Gas | 0.17183 | 0 | 0 | 0 | 0 | 0 | 0 | 0 | 0 | 0 | 0 | 0 | 0 | 0 | 0 | 0 | 0 | 1 | 1 | 0 | 0 | 0 | 0 | 1 | 1 | 0 | 0 | 0 | 0 | 0 | 0 | 0 | 0 | 0 | 0 | 0 | 0 | 0 | 0 | 0 | 0 | 0 | 0 | 0 | 0 | 0 | 0 | 0 | 0 | 0 | 0 | 0 | 0 | 0 | 0 | 0 | 0 | 0 | 0 | 0 | 0 | 0 | 0 | 0 | 1 | 0 | 0
461 | Industry | Other Minerals | ETS |  |  | Industrial Gas Other Kiln | Gas | 2.6545 | 0 | 0 | 1 | 1 | 0 | 0 | 0 | 0 | 0 | 0 | 0 | 0 | 0 | 0 | 0 | 0 | 0 | 0 | 0 | 0 | 0 | 0 | 0 | 1 | 0 | 0 | 0 | 0 | 0 | 0 | 0 | 0 | 0 | 0 | 0 | 0 | 0 | 0 | 0 | 0 | 0 | 0 | 0 | 0 | 0 | 0 | 0 | 0 | 0 | 0 | 0 | 0 | 0 | 0 | 0 | 0 | 0 | 0 | 0 | 0 | 0 | 0 | 0 | 0 | 1 | 0
462 | Industry | Other Minerals | ETS |  |  | Industrial Gas Boiler | Gas | 5.309 | 0 | 0 | 0 | 0 | 1 | 1 | 1 | 0 | 0.125 | 0 | 0 | 0 | 0 | 0 | 0 | 0 | 0 | 0 | 1 | 0 | 0 | 0 | 0 | 1 | 0 | 0 | 0 | 0 | 0 | 0 | 0 | 0 | 0 | 0 | 0 | 0 | 0 | 0 | 0 | 0 | 0 | 0 | 0 | 0 | 0 | 0 | 0 | 0 | 0 | 0 | 0 | 0 | 0 | 0 | 0 | 0 | 0 | 0 | 0 | 1 | 0 | 0 | 0 | 0 | 0 | 0
463 | Industry | Other Minerals | ETS |  |  | Industrial Gas Dryer | Gas | 5.309 | 0 | 0 | 0 | 0 | 0 | 0 | 0 | 0 | 0 | 0 | 0 | 0 | 0 | 0 | 0 | 0 | 1 | 1 | 0 | 0 | 0 | 0 | 1 | 1 | 0 | 0 | 0 | 0 | 0 | 0 | 0 | 0 | 0 | 0 | 0 | 0 | 0 | 0 | 0 | 0 | 0 | 0 | 0 | 0 | 0 | 0 | 0 | 0 | 0 | 0 | 0 | 0 | 0 | 0 | 0 | 0 | 0 | 0 | 0 | 0 | 0 | 0 | 0 | 1 | 0 | 0
464 | Industry | Food and Drink | ETS |  |  | Industrial Gas Boiler | Gas | 53.8994 | 0 | 0 | 0 | 0 | 1 | 1 | 1 | 0.3 | 0.125 | 0 | 0 | 0 | 0 | 0 | 0 | 0 | 0 | 0 | 1 | 0 | 0 | 0 | 0 | 1 | 0 | 0 | 0 | 0 | 0 | 0 | 0 | 0 | 0 | 0 | 0 | 0 | 0 | 0 | 0 | 0 | 0 | 0 | 0 | 0 | 0 | 0 | 0 | 0 | 0 | 0 | 0 | 0 | 0 | 0 | 0 | 0 | 0 | 0 | 0 | 1 | 0 | 0 | 0 | 0 | 0 | 0
465 | Industry | Food and Drink | ETS |  |  | Industrial Gas CHP | Gas | 26.9497 | 0 | 0 | 0 | 0 | 0 | 0 | 0 | 0 | 0 | 1 | 1 | 1 | 0 | 0 | 0 | 0 | 0 | 0 | 0 | 1 | 0 | 0 | 0 | 1 | 0 | 0 | 0 | 0 | 0 | 0 | 0 | 0 | 0 | 0 | 0 | 0 | 0 | 0 | 0 | 0 | 0 | 0 | 0 | 0 | 0 | 0 | 0 | 0 | 0 | 0 | 0 | 0 | 0 | 0 | 0 | 0 | 0 | 0 | 0 | 0 | 1 | 0 | 0 | 0 | 0 | 0
466 | Industry | Food and Drink | ETS |  |  | Industrial Gas Oven | Gas | 13.4749 | 0 | 0 | 0 | 0 | 0 | 0 | 0 | 0 | 0 | 0 | 0 | 0 | 1 | 1 | 0 | 0 | 0 | 0 | 0 | 0 | 1 | 0 | 0 | 1 | 0 | 0 | 0 | 0 | 0 | 0 | 0 | 0 | 0 | 0 | 0 | 0 | 0 | 0 | 0 | 0 | 0 | 0 | 0 | 0 | 0 | 0 | 0 | 0 | 0 | 0 | 0 | 0 | 0 | 0 | 0 | 0 | 0 | 0 | 0 | 0 | 0 | 0 | 0 | 0 | 0 | 1
467 | Industry | Food and Drink | ETS |  |  | Industrial Gas Dryer | Gas | 13.4749 | 0 | 0 | 0 | 0 | 0 | 0 | 0 | 0 | 0 | 0 | 0 | 0 | 0 | 0 | 0 | 0 | 1 | 1 | 0 | 0 | 0 | 0 | 1 | 1 | 0 | 0 | 0 | 0 | 0 | 0 | 0 | 0 | 0 | 0 | 0 | 0 | 0 | 0 | 0 | 0 | 0 | 0 | 0 | 0 | 0 | 0 | 0 | 0 | 0 | 0 | 0 | 0 | 0 | 0 | 0 | 0 | 0 | 0 | 0 | 0 | 0 | 0 | 0 | 1 | 0 | 0
468 | Industry | Lime | ETS |  |  | Industrial Gas Cement/Lime Kiln | Gas | 1.6488 | 1 | 1 | 0 | 0 | 0 | 0 | 0 | 0 | 0 | 0 | 0 | 0 | 0 | 0 | 0 | 0 | 0 | 0 | 0 | 0 | 0 | 0 | 0 | 1 | 0 | 0 | 0 | 0 | 0 | 0 | 0 | 0 | 0 | 0 | 0 | 0 | 0 | 0 | 0 | 0 | 0 | 0 | 0 | 0 | 0 | 0 | 0 | 0 | 0 | 0 | 0 | 0 | 0 | 0 | 0 | 0 | 0 | 0 | 0 | 0 | 0 | 0 | 1 | 0 | 0 | 0
469 | Industry | Lime | ETS |  |  | Industrial Gas Other Kiln | Gas | 1.6488 | 0 | 0 | 1 | 1 | 0 | 0 | 0 | 0 | 0 | 0 | 0 | 0 | 0 | 0 | 0 | 0 | 0 | 0 | 0 | 0 | 0 | 0 | 0 | 1 | 0 | 0 | 0 | 0 | 0 | 0 | 0 | 0 | 0 | 0 | 0 | 0 | 0 | 0 | 0 | 0 | 0 | 0 | 0 | 0 | 0 | 0 | 0 | 0 | 0 | 0 | 0 | 0 | 0 | 0 | 0 | 0 | 0 | 0 | 0 | 0 | 0 | 0 | 0 | 0 | 1 | 0
470 | Industry | Lime | ETS |  |  | Industrial Gas Furnace | Gas | 1.6488 | 0 | 0 | 0 | 0 | 0 | 0 | 0 | 0 | 0 | 0 | 0 | 0 | 0 | 0 | 1 | 0 | 0 | 0 | 0 | 0 | 0 | 1 | 0 | 1 | 0 | 0 | 0 | 0 | 0 | 0 | 0 | 0 | 0 | 0 | 0 | 0 | 0 | 0 | 0 | 0 | 0 | 0 | 0 | 0 | 0 | 0 | 0 | 0 | 0 | 0 | 0 | 0 | 0 | 0 | 0 | 0 | 0 | 0 | 0 | 0 | 0 | 1 | 0 | 0 | 0 | 0
471 | Industry | Lime | ETS |  |  | Industrial Gas Dryer | Gas | 0 | 0 | 0 | 0 | 0 | 0 | 0 | 0 | 0 | 0 | 0 | 0 | 0 | 0 | 0 | 0 | 0 | 1 | 1 | 0 | 0 | 0 | 0 | 1 | 1 | 0 | 0 | 0 | 0 | 0 | 0 | 0 | 0 | 0 | 0 | 0 | 0 | 0 | 0 | 0 | 0 | 0 | 0 | 0 | 0 | 0 | 0 | 0 | 0 | 0 | 0 | 0 | 0 | 0 | 0 | 0 | 0 | 0 | 0 | 0 | 0 | 0 | 0 | 0 | 1 | 0 | 0
472 | Industry | Other Industry | ETS |  |  | Industrial Gas Other Kiln | Gas | 0 | 0 | 0 | 1 | 1 | 0 | 0 | 0 | 0 | 0 | 0 | 0 | 0 | 0 | 0 | 0 | 0 | 0 | 0 | 0 | 0 | 0 | 0 | 0 | 1 | 0 | 0 | 0 | 0 | 0 | 0 | 0 | 0 | 0 | 0 | 0 | 0 | 0 | 0 | 0 | 0 | 0 | 0 | 0 | 0 | 0 | 0 | 0 | 0 | 0 | 0 | 0 | 0 | 0 | 0 | 0 | 0 | 0 | 0 | 0 | 0 | 0 | 0 | 0 | 0 | 1 | 0
473 | Industry | Other Industry | ETS |  |  | Industrial Gas Boiler | Gas | 2.993 | 0 | 0 | 0 | 0 | 1 | 1 | 1 | 0.4 | 0.125 | 0 | 0 | 0 | 0 | 0 | 0 | 0 | 0 | 0 | 1 | 0 | 0 | 0 | 0 | 1 | 0 | 0 | 0 | 0 | 0 | 0 | 0 | 0 | 0 | 0 | 0 | 0 | 0 | 0 | 0 | 0 | 0 | 0 | 0 | 0 | 0 | 0 | 0 | 0 | 0 | 0 | 0 | 0 | 0 | 0 | 0 | 0 | 0 | 0 | 0 | 1 | 0 | 0 | 0 | 0 | 0 | 0
474 | Industry | Other Industry | ETS |  |  | Industrial Gas CHP | Gas | 2.993 | 0 | 0 | 0 | 0 | 0 | 0 | 0 | 0 | 0 | 1 | 1 | 1 | 0 | 0 | 0 | 0 | 0 | 0 | 0 | 1 | 0 | 0 | 0 | 1 | 0 | 0 | 0 | 0 | 0 | 0 | 0 | 0 | 0 | 0 | 0 | 0 | 0 | 0 | 0 | 0 | 0 | 0 | 0 | 0 | 0 | 0 | 0 | 0 | 0 | 0 | 0 | 0 | 0 | 0 | 0 | 0 | 0 | 0 | 0 | 0 | 1 | 0 | 0 | 0 | 0 | 0
475 | Industry | Other Industry | ETS |  |  | Industrial Gas Oven | Gas | 0 | 0 | 0 | 0 | 0 | 0 | 0 | 0 | 0 | 0 | 0 | 0 | 0 | 1 | 1 | 0 | 0 | 0 | 0 | 0 | 0 | 1 | 0 | 0 | 1 | 0 | 0 | 0 | 0 | 0 | 0 | 0 | 0 | 0 | 0 | 0 | 0 | 0 | 0 | 0 | 0 | 0 | 0 | 0 | 0 | 0 | 0 | 0 | 0 | 0 | 0 | 0 | 0 | 0 | 0 | 0 | 0 | 0 | 0 | 0 | 0 | 0 | 0 | 0 | 0 | 0 | 1
476 | Industry | Other Industry | ETS |  |  | Industrial Gas Furnace | Gas | 0 | 0 | 0 | 0 | 0 | 0 | 0 | 0 | 0 | 0 | 0 | 0 | 0 | 0 | 0 | 1 | 0 | 0 | 0 | 0 | 0 | 0 | 1 | 0 | 1 | 0 | 0 | 0 | 0 | 0 | 0 | 0 | 0 | 0 | 0 | 0 | 0 | 0 | 0 | 0 | 0 | 0 | 0 | 0 | 0 | 0 | 0 | 0 | 0 | 0 | 0 | 0 | 0 | 0 | 0 | 0 | 0 | 0 | 0 | 0 | 0 | 0 | 1 | 0 | 0 | 0 | 0
477 | Industry | Other Industry | ETS |  |  | Industrial Gas Dryer | Gas | 2.993 | 0 | 0 | 0 | 0 | 0 | 0 | 0 | 0 | 0 | 0 | 0 | 0 | 0 | 0 | 0 | 0 | 1 | 1 | 0 | 0 | 0 | 0 | 1 | 1 | 0 | 0 | 0 | 0 | 0 | 0 | 0 | 0 | 0 | 0 | 0 | 0 | 0 | 0 | 0 | 0 | 0 | 0 | 0 | 0 | 0 | 0 | 0 | 0 | 0 | 0 | 0 | 0 | 0 | 0 | 0 | 0 | 0 | 0 | 0 | 0 | 0 | 0 | 0 | 1 | 0 | 0
478 | Industry | Chemicals | ETS |  |  | Industrial Gas Boiler | Gas | 35.3282 | 0 | 0 | 0 | 0 | 1 | 1 | 1 | 0.2 | 0.125 | 0 | 0 | 0 | 0 | 0 | 0 | 0 | 0 | 0 | 1 | 0 | 0 | 0 | 0 | 1 | 0 | 0 | 0 | 0 | 0 | 0 | 0 | 0 | 0 | 0 | 0 | 0 | 0 | 0 | 0 | 0 | 0 | 0 | 0 | 0 | 0 | 0 | 0 | 0 | 0 | 0 | 0 | 0 | 0 | 0 | 0 | 0 | 0 | 0 | 0 | 1 | 0 | 0 | 0 | 0 | 0 | 0
479 | Industry | Chemicals | ETS |  |  | Industrial Gas CHP | Gas | 17.6641 | 0 | 0 | 0 | 0 | 0 | 0 | 0 | 0 | 0 | 1 | 1 | 1 | 0 | 0 | 0 | 0 | 0 | 0 | 0 | 1 | 0 | 0 | 0 | 1 | 0 | 0 | 0 | 0 | 0 | 0 | 0 | 0 | 0 | 0 | 0 | 0 | 0 | 0 | 0 | 0 | 0 | 0 | 0 | 0 | 0 | 0 | 0 | 0 | 0 | 0 | 0 | 0 | 0 | 0 | 0 | 0 | 0 | 0 | 0 | 0 | 1 | 0 | 0 | 0 | 0 | 0
480 | Industry | Chemicals | ETS |  |  | Industrial Gas Oven | Gas | 17.6641 | 0 | 0 | 0 | 0 | 0 | 0 | 0 | 0 | 0 | 0 | 0 | 0 | 1 | 1 | 0 | 0 | 0 | 0 | 0 | 0 | 1 | 0 | 0 | 1 | 0 | 0 | 0 | 0 | 0 | 0 | 0 | 0 | 0 | 0 | 0 | 0 | 0 | 0 | 0 | 0 | 0 | 0 | 0 | 0 | 0 | 0 | 0 | 0 | 0 | 0 | 0 | 0 | 0 | 0 | 0 | 0 | 0 | 0 | 0 | 0 | 0 | 0 | 0 | 0 | 0 | 1
481 | Industry | Chemicals | ETS |  |  | Industrial Gas Furnace | Gas | 0 | 0 | 0 | 0 | 0 | 0 | 0 | 0 | 0 | 0 | 0 | 0 | 0 | 0 | 0 | 1 | 0 | 0 | 0 | 0 | 0 | 0 | 1 | 0 | 1 | 0 | 0 | 0 | 0 | 0 | 0 | 0 | 0 | 0 | 0 | 0 | 0 | 0 | 0 | 0 | 0 | 0 | 0 | 0 | 0 | 0 | 0 | 0 | 0 | 0 | 0 | 0 | 0 | 0 | 0 | 0 | 0 | 0 | 0 | 0 | 0 | 0 | 1 | 0 | 0 | 0 | 0
482 | Industry | Chemicals | ETS |  |  | Industrial Gas Dryer | Gas | 0 | 0 | 0 | 0 | 0 | 0 | 0 | 0 | 0 | 0 | 0 | 0 | 0 | 0 | 0 | 0 | 0 | 1 | 1 | 0 | 0 | 0 | 0 | 1 | 1 | 0 | 0 | 0 | 0 | 0 | 0 | 0 | 0 | 0 | 0 | 0 | 0 | 0 | 0 | 0 | 0 | 0 | 0 | 0 | 0 | 0 | 0 | 0 | 0 | 0 | 0 | 0 | 0 | 0 | 0 | 0 | 0 | 0 | 0 | 0 | 0 | 0 | 0 | 0 | 1 | 0 | 0
483 | Industry | Metals | Non-ETS |  |  | Industrial Bio waste Boiler | Bio waste | 0 | 0 | 0 | 0 | 0 | 1 | 1 | 1 | 0 | 0.125 | 0 | 0 | 0 | 0 | 0 | 0 | 0 | 0 | 0 | 0 | 0 | 0 | 0 | 0 | 0 | 1 | 0 | 0 | 0 | 0 | 0 | 0 | 0 | 0 | 0 | 0 | 0 | 0 | 0 | 0 | 0 | 0 | 0 | 0 | 0 | 0 | 0 | 0 | 0 | 0 | 0 | 0 | 0 | 0 | 0 | 0 | 0 | 0 | 0 | 0 | 0 | 0 | 0 | 0 | 0 | 0 | 0
484 | Industry | Metals | Non-ETS |  |  | Industrial Bio waste CHP | Bio waste | 0 | 0 | 0 | 0 | 0 | 0 | 0 | 0 | 0 | 0 | 1 | 1 | 1 | 0 | 0 | 0 | 0 | 0 | 0 | 0 | 0 | 0 | 0 | 0 | 0 | 0 | 1 | 0 | 0 | 0 | 0 | 0 | 0 | 0 | 0 | 0 | 0 | 0 | 0 | 0 | 0 | 0 | 0 | 0 | 0 | 0 | 0 | 0 | 0 | 0 | 0 | 0 | 0 | 0 | 0 | 0 | 0 | 0 | 0 | 0 | 0 | 0 | 0 | 0 | 0 | 0 | 0
485 | Industry | Metals | Non-ETS |  |  | Industrial Bio waste Furnace | Bio waste | 0 | 0 | 0 | 0 | 0 | 0 | 0 | 0 | 0 | 0 | 0 | 0 | 0 | 0 | 0 | 1 | 0 | 0 | 0 | 0 | 0 | 0 | 0 | 0 | 0 | 0 | 0 | 1 | 0 | 0 | 0 | 0 | 0 | 0 | 0 | 0 | 0 | 0 | 0 | 0 | 0 | 0 | 0 | 0 | 0 | 0 | 0 | 0 | 0 | 0 | 0 | 0 | 0 | 0 | 0 | 0 | 0 | 0 | 0 | 0 | 0 | 0 | 0 | 0 | 0 | 0 | 0
486 | Industry | Cement | Non-ETS |  |  | Industrial Bio waste Cement/Lime Kiln | Bio waste | 0 | 1 | 0 | 0 | 0 | 0 | 0 | 0 | 0 | 0 | 0 | 0 | 0 | 0 | 0 | 0 | 0 | 0 | 0 | 0 | 0 | 0 | 0 | 0 | 0 | 0 | 0 | 0 | 1 | 0 | 0 | 0 | 0 | 0 | 0 | 0 | 0 | 0 | 0 | 0 | 0 | 0 | 0 | 0 | 0 | 0 | 0 | 0 | 0 | 0 | 0 | 0 | 0 | 0 | 0 | 0 | 0 | 0 | 0 | 0 | 0 | 0 | 0 | 0 | 0 | 0 | 0
487 | Industry | Cement | Non-ETS |  |  | Industrial Bio waste Furnace | Bio waste | 0 | 0 | 0 | 0 | 0 | 0 | 0 | 0 | 0 | 0 | 0 | 0 | 0 | 0 | 0 | 1 | 0 | 0 | 0 | 0 | 0 | 0 | 0 | 0 | 0 | 0 | 0 | 1 | 0 | 0 | 0 | 0 | 0 | 0 | 0 | 0 | 0 | 0 | 0 | 0 | 0 | 0 | 0 | 0 | 0 | 0 | 0 | 0 | 0 | 0 | 0 | 0 | 0 | 0 | 0 | 0 | 0 | 0 | 0 | 0 | 0 | 0 | 0 | 0 | 0 | 0 | 0
488 | Industry | Cement | Non-ETS |  |  | Industrial Bio waste Dryer | Bio waste | 0 | 0 | 0 | 0 | 0 | 0 | 0 | 0 | 0 | 0 | 0 | 0 | 0 | 0 | 0 | 0 | 0 | 1 | 1 | 0 | 0 | 0 | 0 | 0 | 0 | 0 | 0 | 0 | 0 | 1 | 0 | 0 | 0 | 0 | 0 | 0 | 0 | 0 | 0 | 0 | 0 | 0 | 0 | 0 | 0 | 0 | 0 | 0 | 0 | 0 | 0 | 0 | 0 | 0 | 0 | 0 | 0 | 0 | 0 | 0 | 0 | 0 | 0 | 0 | 0 | 0 | 0
489 | Industry | Refining | Non-ETS |  |  | Industrial Bio waste Boiler | Bio waste | 0 | 0 | 0 | 0 | 0 | 1 | 1 | 1 | 0 | 0.125 | 0 | 0 | 0 | 0 | 0 | 0 | 0 | 0 | 0 | 0 | 0 | 0 | 0 | 0 | 0 | 1 | 0 | 0 | 0 | 0 | 0 | 0 | 0 | 0 | 0 | 0 | 0 | 0 | 0 | 0 | 0 | 0 | 0 | 0 | 0 | 0 | 0 | 0 | 0 | 0 | 0 | 0 | 0 | 0 | 0 | 0 | 0 | 0 | 0 | 0 | 0 | 0 | 0 | 0 | 0 | 0 | 0
490 | Industry | Refining | Non-ETS |  |  | Industrial Bio waste CHP | Bio waste | 0 | 0 | 0 | 0 | 0 | 0 | 0 | 0 | 0 | 0 | 1 | 1 | 1 | 0 | 0 | 0 | 0 | 0 | 0 | 0 | 0 | 0 | 0 | 0 | 0 | 0 | 1 | 0 | 0 | 0 | 0 | 0 | 0 | 0 | 0 | 0 | 0 | 0 | 0 | 0 | 0 | 0 | 0 | 0 | 0 | 0 | 0 | 0 | 0 | 0 | 0 | 0 | 0 | 0 | 0 | 0 | 0 | 0 | 0 | 0 | 0 | 0 | 0 | 0 | 0 | 0 | 0
491 | Industry | Refining | Non-ETS |  |  | Industrial Bio waste Furnace | Bio waste | 0 | 0 | 0 | 0 | 0 | 0 | 0 | 0 | 0 | 0 | 0 | 0 | 0 | 0 | 0 | 1 | 0 | 0 | 0 | 0 | 0 | 0 | 0 | 0 | 0 | 0 | 0 | 1 | 0 | 0 | 0 | 0 | 0 | 0 | 0 | 0 | 0 | 0 | 0 | 0 | 0 | 0 | 0 | 0 | 0 | 0 | 0 | 0 | 0 | 0 | 0 | 0 | 0 | 0 | 0 | 0 | 0 | 0 | 0 | 0 | 0 | 0 | 0 | 0 | 0 | 0 | 0
492 | Industry | Wood Products | Non-ETS |  |  | Industrial Bio waste Boiler | Bio waste | 0 | 0 | 0 | 0 | 0 | 1 | 1 | 1 | 0 | 0.125 | 0 | 0 | 0 | 0 | 0 | 0 | 0 | 0 | 0 | 0 | 0 | 0 | 0 | 0 | 0 | 1 | 0 | 0 | 0 | 0 | 0 | 0 | 0 | 0 | 0 | 0 | 0 | 0 | 0 | 0 | 0 | 0 | 0 | 0 | 0 | 0 | 0 | 0 | 0 | 0 | 0 | 0 | 0 | 0 | 0 | 0 | 0 | 0 | 0 | 0 | 0 | 0 | 0 | 0 | 0 | 0 | 0
493 | Industry | Wood Products | Non-ETS |  |  | Industrial Bio waste Dryer | Bio waste | 0 | 0 | 0 | 0 | 0 | 0 | 0 | 0 | 0 | 0 | 0 | 0 | 0 | 0 | 0 | 0 | 0 | 1 | 1 | 0 | 0 | 0 | 0 | 0 | 0 | 0 | 0 | 0 | 0 | 1 | 0 | 0 | 0 | 0 | 0 | 0 | 0 | 0 | 0 | 0 | 0 | 0 | 0 | 0 | 0 | 0 | 0 | 0 | 0 | 0 | 0 | 0 | 0 | 0 | 0 | 0 | 0 | 0 | 0 | 0 | 0 | 0 | 0 | 0 | 0 | 0 | 0
494 | Industry | Other Minerals | Non-ETS |  |  | Industrial Bio waste Other Kiln | Bio waste | 0 | 0 | 0 | 1 | 1 | 0 | 0 | 0 | 0 | 0 | 0 | 0 | 0 | 0 | 0 | 0 | 0 | 0 | 0 | 0 | 0 | 0 | 0 | 0 | 0 | 0 | 0 | 0 | 0 | 0 | 1 | 0 | 0 | 0 | 0 | 0 | 0 | 0 | 0 | 0 | 0 | 0 | 0 | 0 | 0 | 0 | 0 | 0 | 0 | 0 | 0 | 0 | 0 | 0 | 0 | 0 | 0 | 0 | 0 | 0 | 0 | 0 | 0 | 0 | 0 | 0 | 0
495 | Industry | Other Minerals | Non-ETS |  |  | Industrial Bio waste Boiler | Bio waste | 0 | 0 | 0 | 0 | 0 | 1 | 1 | 1 | 0 | 0.125 | 0 | 0 | 0 | 0 | 0 | 0 | 0 | 0 | 0 | 0 | 0 | 0 | 0 | 0 | 0 | 1 | 0 | 0 | 0 | 0 | 0 | 0 | 0 | 0 | 0 | 0 | 0 | 0 | 0 | 0 | 0 | 0 | 0 | 0 | 0 | 0 | 0 | 0 | 0 | 0 | 0 | 0 | 0 | 0 | 0 | 0 | 0 | 0 | 0 | 0 | 0 | 0 | 0 | 0 | 0 | 0 | 0
496 | Industry | Other Minerals | Non-ETS |  |  | Industrial Bio waste Dryer | Bio waste | 0 | 0 | 0 | 0 | 0 | 0 | 0 | 0 | 0 | 0 | 0 | 0 | 0 | 0 | 0 | 0 | 0 | 1 | 1 | 0 | 0 | 0 | 0 | 0 | 0 | 0 | 0 | 0 | 0 | 1 | 0 | 0 | 0 | 0 | 0 | 0 | 0 | 0 | 0 | 0 | 0 | 0 | 0 | 0 | 0 | 0 | 0 | 0 | 0 | 0 | 0 | 0 | 0 | 0 | 0 | 0 | 0 | 0 | 0 | 0 | 0 | 0 | 0 | 0 | 0 | 0 | 0
497 | Industry | Food and Drink | Non-ETS |  |  | Industrial Bio waste Boiler | Bio waste | 0 | 0 | 0 | 0 | 0 | 1 | 1 | 1 | 0.3 | 0.125 | 0 | 0 | 0 | 0 | 0 | 0 | 0 | 0 | 0 | 0 | 0 | 0 | 0 | 0 | 0 | 1 | 0 | 0 | 0 | 0 | 0 | 0 | 0 | 0 | 0 | 0 | 0 | 0 | 0 | 0 | 0 | 0 | 0 | 0 | 0 | 0 | 0 | 0 | 0 | 0 | 0 | 0 | 0 | 0 | 0 | 0 | 0 | 0 | 0 | 0 | 0 | 0 | 0 | 0 | 0 | 0 | 0
498 | Industry | Food and Drink | Non-ETS |  |  | Industrial Bio waste CHP | Bio waste | 0 | 0 | 0 | 0 | 0 | 0 | 0 | 0 | 0 | 0 | 1 | 1 | 1 | 0 | 0 | 0 | 0 | 0 | 0 | 0 | 0 | 0 | 0 | 0 | 0 | 0 | 1 | 0 | 0 | 0 | 0 | 0 | 0 | 0 | 0 | 0 | 0 | 0 | 0 | 0 | 0 | 0 | 0 | 0 | 0 | 0 | 0 | 0 | 0 | 0 | 0 | 0 | 0 | 0 | 0 | 0 | 0 | 0 | 0 | 0 | 0 | 0 | 0 | 0 | 0 | 0 | 0
499 | Industry | Food and Drink | Non-ETS |  |  | Industrial Bio waste Oven | Bio waste | 0 | 0 | 0 | 0 | 0 | 0 | 0 | 0 | 0 | 0 | 0 | 0 | 0 | 1 | 1 | 0 | 0 | 0 | 0 | 0 | 0 | 0 | 0 | 0 | 0 | 0 | 0 | 0 | 0 | 0 | 0 | 1 | 0 | 0 | 0 | 0 | 0 | 0 | 0 | 0 | 0 | 0 | 0 | 0 | 0 | 0 | 0 | 0 | 0 | 0 | 0 | 0 | 0 | 0 | 0 | 0 | 0 | 0 | 0 | 0 | 0 | 0 | 0 | 0 | 0 | 0 | 0
500 | Industry | Food and Drink | Non-ETS |  |  | Industrial Bio waste Dryer | Bio waste | 0 | 0 | 0 | 0 | 0 | 0 | 0 | 0 | 0 | 0 | 0 | 0 | 0 | 0 | 0 | 0 | 0 | 1 | 1 | 0 | 0 | 0 | 0 | 0 | 0 | 0 | 0 | 0 | 0 | 1 | 0 | 0 | 0 | 0 | 0 | 0 | 0 | 0 | 0 | 0 | 0 | 0 | 0 | 0 | 0 | 0 | 0 | 0 | 0 | 0 | 0 | 0 | 0 | 0 | 0 | 0 | 0 | 0 | 0 | 0 | 0 | 0 | 0 | 0 | 0 | 0 | 0
501 | Industry | Lime | Non-ETS |  |  | Industrial Bio waste Cement/Lime Kiln | Bio waste | 0 | 1 | 1 | 0 | 0 | 0 | 0 | 0 | 0 | 0 | 0 | 0 | 0 | 0 | 0 | 0 | 0 | 0 | 0 | 0 | 0 | 0 | 0 | 0 | 0 | 0 | 0 | 0 | 1 | 0 | 0 | 0 | 0 | 0 | 0 | 0 | 0 | 0 | 0 | 0 | 0 | 0 | 0 | 0 | 0 | 0 | 0 | 0 | 0 | 0 | 0 | 0 | 0 | 0 | 0 | 0 | 0 | 0 | 0 | 0 | 0 | 0 | 0 | 0 | 0 | 0 | 0
502 | Industry | Lime | Non-ETS |  |  | Industrial Bio waste Other Kiln | Bio waste | 0 | 0 | 0 | 1 | 1 | 0 | 0 | 0 | 0 | 0 | 0 | 0 | 0 | 0 | 0 | 0 | 0 | 0 | 0 | 0 | 0 | 0 | 0 | 0 | 0 | 0 | 0 | 0 | 0 | 0 | 1 | 0 | 0 | 0 | 0 | 0 | 0 | 0 | 0 | 0 | 0 | 0 | 0 | 0 | 0 | 0 | 0 | 0 | 0 | 0 | 0 | 0 | 0 | 0 | 0 | 0 | 0 | 0 | 0 | 0 | 0 | 0 | 0 | 0 | 0 | 0 | 0
503 | Industry | Lime | Non-ETS |  |  | Industrial Bio waste Furnace | Bio waste | 0 | 0 | 0 | 0 | 0 | 0 | 0 | 0 | 0 | 0 | 0 | 0 | 0 | 0 | 0 | 1 | 0 | 0 | 0 | 0 | 0 | 0 | 0 | 0 | 0 | 0 | 0 | 1 | 0 | 0 | 0 | 0 | 0 | 0 | 0 | 0 | 0 | 0 | 0 | 0 | 0 | 0 | 0 | 0 | 0 | 0 | 0 | 0 | 0 | 0 | 0 | 0 | 0 | 0 | 0 | 0 | 0 | 0 | 0 | 0 | 0 | 0 | 0 | 0 | 0 | 0 | 0
504 | Industry | Lime | Non-ETS |  |  | Industrial Bio waste Dryer | Bio waste | 0 | 0 | 0 | 0 | 0 | 0 | 0 | 0 | 0 | 0 | 0 | 0 | 0 | 0 | 0 | 0 | 0 | 1 | 1 | 0 | 0 | 0 | 0 | 0 | 0 | 0 | 0 | 0 | 0 | 1 | 0 | 0 | 0 | 0 | 0 | 0 | 0 | 0 | 0 | 0 | 0 | 0 | 0 | 0 | 0 | 0 | 0 | 0 | 0 | 0 | 0 | 0 | 0 | 0 | 0 | 0 | 0 | 0 | 0 | 0 | 0 | 0 | 0 | 0 | 0 | 0 | 0
505 | Industry | Other Industry | Non-ETS |  |  | Industrial Bio waste Other Kiln | Bio waste | 0 | 0 | 0 | 1 | 1 | 0 | 0 | 0 | 0 | 0 | 0 | 0 | 0 | 0 | 0 | 0 | 0 | 0 | 0 | 0 | 0 | 0 | 0 | 0 | 0 | 0 | 0 | 0 | 0 | 0 | 1 | 0 | 0 | 0 | 0 | 0 | 0 | 0 | 0 | 0 | 0 | 0 | 0 | 0 | 0 | 0 | 0 | 0 | 0 | 0 | 0 | 0 | 0 | 0 | 0 | 0 | 0 | 0 | 0 | 0 | 0 | 0 | 0 | 0 | 0 | 0 | 0
506 | Industry | Other Industry | Non-ETS |  |  | Industrial Bio waste Boiler | Bio waste | 0 | 0 | 0 | 0 | 0 | 1 | 1 | 1 | 0.4 | 0.125 | 0 | 0 | 0 | 0 | 0 | 0 | 0 | 0 | 0 | 0 | 0 | 0 | 0 | 0 | 0 | 1 | 0 | 0 | 0 | 0 | 0 | 0 | 0 | 0 | 0 | 0 | 0 | 0 | 0 | 0 | 0 | 0 | 0 | 0 | 0 | 0 | 0 | 0 | 0 | 0 | 0 | 0 | 0 | 0 | 0 | 0 | 0 | 0 | 0 | 0 | 0 | 0 | 0 | 0 | 0 | 0 | 0
507 | Industry | Other Industry | Non-ETS |  |  | Industrial Bio waste CHP | Bio waste | 0 | 0 | 0 | 0 | 0 | 0 | 0 | 0 | 0 | 0 | 1 | 1 | 1 | 0 | 0 | 0 | 0 | 0 | 0 | 0 | 0 | 0 | 0 | 0 | 0 | 0 | 1 | 0 | 0 | 0 | 0 | 0 | 0 | 0 | 0 | 0 | 0 | 0 | 0 | 0 | 0 | 0 | 0 | 0 | 0 | 0 | 0 | 0 | 0 | 0 | 0 | 0 | 0 | 0 | 0 | 0 | 0 | 0 | 0 | 0 | 0 | 0 | 0 | 0 | 0 | 0 | 0
508 | Industry | Other Industry | Non-ETS |  |  | Industrial Bio waste Oven | Bio waste | 0 | 0 | 0 | 0 | 0 | 0 | 0 | 0 | 0 | 0 | 0 | 0 | 0 | 1 | 1 | 0 | 0 | 0 | 0 | 0 | 0 | 0 | 0 | 0 | 0 | 0 | 0 | 0 | 0 | 0 | 0 | 1 | 0 | 0 | 0 | 0 | 0 | 0 | 0 | 0 | 0 | 0 | 0 | 0 | 0 | 0 | 0 | 0 | 0 | 0 | 0 | 0 | 0 | 0 | 0 | 0 | 0 | 0 | 0 | 0 | 0 | 0 | 0 | 0 | 0 | 0 | 0
509 | Industry | Other Industry | Non-ETS |  |  | Industrial Bio waste Furnace | Bio waste | 0 | 0 | 0 | 0 | 0 | 0 | 0 | 0 | 0 | 0 | 0 | 0 | 0 | 0 | 0 | 1 | 0 | 0 | 0 | 0 | 0 | 0 | 0 | 0 | 0 | 0 | 0 | 1 | 0 | 0 | 0 | 0 | 0 | 0 | 0 | 0 | 0 | 0 | 0 | 0 | 0 | 0 | 0 | 0 | 0 | 0 | 0 | 0 | 0 | 0 | 0 | 0 | 0 | 0 | 0 | 0 | 0 | 0 | 0 | 0 | 0 | 0 | 0 | 0 | 0 | 0 | 0
510 | Industry | Other Industry | Non-ETS |  |  | Industrial Bio waste Dryer | Bio waste | 0 | 0 | 0 | 0 | 0 | 0 | 0 | 0 | 0 | 0 | 0 | 0 | 0 | 0 | 0 | 0 | 0 | 1 | 1 | 0 | 0 | 0 | 0 | 0 | 0 | 0 | 0 | 0 | 0 | 1 | 0 | 0 | 0 | 0 | 0 | 0 | 0 | 0 | 0 | 0 | 0 | 0 | 0 | 0 | 0 | 0 | 0 | 0 | 0 | 0 | 0 | 0 | 0 | 0 | 0 | 0 | 0 | 0 | 0 | 0 | 0 | 0 | 0 | 0 | 0 | 0 | 0
511 | Industry | Chemicals | Non-ETS |  |  | Industrial Bio waste Boiler | Bio waste | 0 | 0 | 0 | 0 | 0 | 1 | 1 | 1 | 0.2 | 0.125 | 0 | 0 | 0 | 0 | 0 | 0 | 0 | 0 | 0 | 0 | 0 | 0 | 0 | 0 | 0 | 1 | 0 | 0 | 0 | 0 | 0 | 0 | 0 | 0 | 0 | 0 | 0 | 0 | 0 | 0 | 0 | 0 | 0 | 0 | 0 | 0 | 0 | 0 | 0 | 0 | 0 | 0 | 0 | 0 | 0 | 0 | 0 | 0 | 0 | 0 | 0 | 0 | 0 | 0 | 0 | 0 | 0
512 | Industry | Chemicals | Non-ETS |  |  | Industrial Bio waste CHP | Bio waste | 0 | 0 | 0 | 0 | 0 | 0 | 0 | 0 | 0 | 0 | 1 | 1 | 1 | 0 | 0 | 0 | 0 | 0 | 0 | 0 | 0 | 0 | 0 | 0 | 0 | 0 | 1 | 0 | 0 | 0 | 0 | 0 | 0 | 0 | 0 | 0 | 0 | 0 | 0 | 0 | 0 | 0 | 0 | 0 | 0 | 0 | 0 | 0 | 0 | 0 | 0 | 0 | 0 | 0 | 0 | 0 | 0 | 0 | 0 | 0 | 0 | 0 | 0 | 0 | 0 | 0 | 0
513 | Industry | Chemicals | Non-ETS |  |  | Industrial Bio waste Oven | Bio waste | 0 | 0 | 0 | 0 | 0 | 0 | 0 | 0 | 0 | 0 | 0 | 0 | 0 | 1 | 1 | 0 | 0 | 0 | 0 | 0 | 0 | 0 | 0 | 0 | 0 | 0 | 0 | 0 | 0 | 0 | 0 | 1 | 0 | 0 | 0 | 0 | 0 | 0 | 0 | 0 | 0 | 0 | 0 | 0 | 0 | 0 | 0 | 0 | 0 | 0 | 0 | 0 | 0 | 0 | 0 | 0 | 0 | 0 | 0 | 0 | 0 | 0 | 0 | 0 | 0 | 0 | 0
514 | Industry | Chemicals | Non-ETS |  |  | Industrial Bio waste Furnace | Bio waste | 0 | 0 | 0 | 0 | 0 | 0 | 0 | 0 | 0 | 0 | 0 | 0 | 0 | 0 | 0 | 1 | 0 | 0 | 0 | 0 | 0 | 0 | 0 | 0 | 0 | 0 | 0 | 1 | 0 | 0 | 0 | 0 | 0 | 0 | 0 | 0 | 0 | 0 | 0 | 0 | 0 | 0 | 0 | 0 | 0 | 0 | 0 | 0 | 0 | 0 | 0 | 0 | 0 | 0 | 0 | 0 | 0 | 0 | 0 | 0 | 0 | 0 | 0 | 0 | 0 | 0 | 0
515 | Industry | Chemicals | Non-ETS |  |  | Industrial Bio waste Dryer | Bio waste | 0 | 0 | 0 | 0 | 0 | 0 | 0 | 0 | 0 | 0 | 0 | 0 | 0 | 0 | 0 | 0 | 0 | 1 | 1 | 0 | 0 | 0 | 0 | 0 | 0 | 0 | 0 | 0 | 0 | 1 | 0 | 0 | 0 | 0 | 0 | 0 | 0 | 0 | 0 | 0 | 0 | 0 | 0 | 0 | 0 | 0 | 0 | 0 | 0 | 0 | 0 | 0 | 0 | 0 | 0 | 0 | 0 | 0 | 0 | 0 | 0 | 0 | 0 | 0 | 0 | 0 | 0
516 | Industry | Metals | Non-ETS |  |  | Industrial Non-bio waste Boiler | Non-bio waste | 0 | 0 | 0 | 0 | 0 | 1 | 1 | 1 | 0 | 0.125 | 0 | 0 | 0 | 0 | 0 | 0 | 0 | 0 | 0 | 0 | 0 | 0 | 0 | 0 | 0 | 0 | 0 | 0 | 0 | 0 | 0 | 0 | 1 | 0 | 0 | 0 | 0 | 0 | 0 | 0 | 0 | 0 | 0 | 0 | 0 | 0 | 0 | 0 | 0 | 0 | 0 | 0 | 0 | 0 | 0 | 0 | 0 | 0 | 0 | 0 | 0 | 0 | 0 | 0 | 0 | 0 | 0
517 | Industry | Metals | Non-ETS |  |  | Industrial Non-bio waste CHP | Non-bio waste | 0 | 0 | 0 | 0 | 0 | 0 | 0 | 0 | 0 | 0 | 1 | 1 | 1 | 0 | 0 | 0 | 0 | 0 | 0 | 0 | 0 | 0 | 0 | 0 | 0 | 0 | 0 | 0 | 0 | 0 | 0 | 0 | 0 | 1 | 0 | 0 | 0 | 0 | 0 | 0 | 0 | 0 | 0 | 0 | 0 | 0 | 0 | 0 | 0 | 0 | 0 | 0 | 0 | 0 | 0 | 0 | 0 | 0 | 0 | 0 | 0 | 0 | 0 | 0 | 0 | 0 | 0
518 | Industry | Metals | Non-ETS |  |  | Industrial Non-bio waste Furnace | Non-bio waste | 0 | 0 | 0 | 0 | 0 | 0 | 0 | 0 | 0 | 0 | 0 | 0 | 0 | 0 | 0 | 1 | 0 | 0 | 0 | 0 | 0 | 0 | 0 | 0 | 0 | 0 | 0 | 0 | 0 | 0 | 0 | 0 | 0 | 0 | 1 | 0 | 0 | 0 | 0 | 0 | 0 | 0 | 0 | 0 | 0 | 0 | 0 | 0 | 0 | 0 | 0 | 0 | 0 | 0 | 0 | 0 | 0 | 0 | 0 | 0 | 0 | 0 | 0 | 0 | 0 | 0 | 0
519 | Industry | Cement | Non-ETS |  |  | Industrial Non-bio waste Cement/Lime Kiln | Non-bio waste | 0 | 1 | 0 | 0 | 0 | 0 | 0 | 0 | 0 | 0 | 0 | 0 | 0 | 0 | 0 | 0 | 0 | 0 | 0 | 0 | 0 | 0 | 0 | 0 | 0 | 0 | 0 | 0 | 0 | 0 | 0 | 0 | 0 | 0 | 0 | 1 | 0 | 0 | 0 | 0 | 0 | 0 | 0 | 0 | 0 | 0 | 0 | 0 | 0 | 0 | 0 | 0 | 0 | 0 | 0 | 0 | 0 | 0 | 0 | 0 | 0 | 0 | 0 | 0 | 0 | 0 | 0
520 | Industry | Cement | Non-ETS |  |  | Industrial Non-bio waste Furnace | Non-bio waste | 0 | 0 | 0 | 0 | 0 | 0 | 0 | 0 | 0 | 0 | 0 | 0 | 0 | 0 | 0 | 1 | 0 | 0 | 0 | 0 | 0 | 0 | 0 | 0 | 0 | 0 | 0 | 0 | 0 | 0 | 0 | 0 | 0 | 0 | 1 | 0 | 0 | 0 | 0 | 0 | 0 | 0 | 0 | 0 | 0 | 0 | 0 | 0 | 0 | 0 | 0 | 0 | 0 | 0 | 0 | 0 | 0 | 0 | 0 | 0 | 0 | 0 | 0 | 0 | 0 | 0 | 0
521 | Industry | Cement | Non-ETS |  |  | Industrial Non-bio waste Dryer | Non-bio waste | 0 | 0 | 0 | 0 | 0 | 0 | 0 | 0 | 0 | 0 | 0 | 0 | 0 | 0 | 0 | 0 | 0 | 1 | 1 | 0 | 0 | 0 | 0 | 0 | 0 | 0 | 0 | 0 | 0 | 0 | 0 | 0 | 0 | 0 | 0 | 0 | 1 | 0 | 0 | 0 | 0 | 0 | 0 | 0 | 0 | 0 | 0 | 0 | 0 | 0 | 0 | 0 | 0 | 0 | 0 | 0 | 0 | 0 | 0 | 0 | 0 | 0 | 0 | 0 | 0 | 0 | 0
522 | Industry | Refining | Non-ETS |  |  | Industrial Non-bio waste Boiler | Non-bio waste | 0 | 0 | 0 | 0 | 0 | 1 | 1 | 1 | 0 | 0.125 | 0 | 0 | 0 | 0 | 0 | 0 | 0 | 0 | 0 | 0 | 0 | 0 | 0 | 0 | 0 | 0 | 0 | 0 | 0 | 0 | 0 | 0 | 1 | 0 | 0 | 0 | 0 | 0 | 0 | 0 | 0 | 0 | 0 | 0 | 0 | 0 | 0 | 0 | 0 | 0 | 0 | 0 | 0 | 0 | 0 | 0 | 0 | 0 | 0 | 0 | 0 | 0 | 0 | 0 | 0 | 0 | 0
523 | Industry | Refining | Non-ETS |  |  | Industrial Non-bio waste CHP | Non-bio waste | 0 | 0 | 0 | 0 | 0 | 0 | 0 | 0 | 0 | 0 | 1 | 1 | 1 | 0 | 0 | 0 | 0 | 0 | 0 | 0 | 0 | 0 | 0 | 0 | 0 | 0 | 0 | 0 | 0 | 0 | 0 | 0 | 0 | 1 | 0 | 0 | 0 | 0 | 0 | 0 | 0 | 0 | 0 | 0 | 0 | 0 | 0 | 0 | 0 | 0 | 0 | 0 | 0 | 0 | 0 | 0 | 0 | 0 | 0 | 0 | 0 | 0 | 0 | 0 | 0 | 0 | 0
524 | Industry | Refining | Non-ETS |  |  | Industrial Non-bio waste Furnace | Non-bio waste | 0 | 0 | 0 | 0 | 0 | 0 | 0 | 0 | 0 | 0 | 0 | 0 | 0 | 0 | 0 | 1 | 0 | 0 | 0 | 0 | 0 | 0 | 0 | 0 | 0 | 0 | 0 | 0 | 0 | 0 | 0 | 0 | 0 | 0 | 1 | 0 | 0 | 0 | 0 | 0 | 0 | 0 | 0 | 0 | 0 | 0 | 0 | 0 | 0 | 0 | 0 | 0 | 0 | 0 | 0 | 0 | 0 | 0 | 0 | 0 | 0 | 0 | 0 | 0 | 0 | 0 | 0
525 | Industry | Wood Products | Non-ETS |  |  | Industrial Non-bio waste Boiler | Non-bio waste | 0 | 0 | 0 | 0 | 0 | 1 | 1 | 1 | 0 | 0.125 | 0 | 0 | 0 | 0 | 0 | 0 | 0 | 0 | 0 | 0 | 0 | 0 | 0 | 0 | 0 | 0 | 0 | 0 | 0 | 0 | 0 | 0 | 1 | 0 | 0 | 0 | 0 | 0 | 0 | 0 | 0 | 0 | 0 | 0 | 0 | 0 | 0 | 0 | 0 | 0 | 0 | 0 | 0 | 0 | 0 | 0 | 0 | 0 | 0 | 0 | 0 | 0 | 0 | 0 | 0 | 0 | 0
526 | Industry | Wood Products | Non-ETS |  |  | Industrial Non-bio waste Dryer | Non-bio waste | 0 | 0 | 0 | 0 | 0 | 0 | 0 | 0 | 0 | 0 | 0 | 0 | 0 | 0 | 0 | 0 | 0 | 1 | 1 | 0 | 0 | 0 | 0 | 0 | 0 | 0 | 0 | 0 | 0 | 0 | 0 | 0 | 0 | 0 | 0 | 0 | 1 | 0 | 0 | 0 | 0 | 0 | 0 | 0 | 0 | 0 | 0 | 0 | 0 | 0 | 0 | 0 | 0 | 0 | 0 | 0 | 0 | 0 | 0 | 0 | 0 | 0 | 0 | 0 | 0 | 0 | 0
527 | Industry | Other Minerals | Non-ETS |  |  | Industrial Non-bio waste Other Kiln | Non-bio waste | 0 | 0 | 0 | 1 | 1 | 0 | 0 | 0 | 0 | 0 | 0 | 0 | 0 | 0 | 0 | 0 | 0 | 0 | 0 | 0 | 0 | 0 | 0 | 0 | 0 | 0 | 0 | 0 | 0 | 0 | 0 | 0 | 0 | 0 | 0 | 0 | 0 | 1 | 0 | 0 | 0 | 0 | 0 | 0 | 0 | 0 | 0 | 0 | 0 | 0 | 0 | 0 | 0 | 0 | 0 | 0 | 0 | 0 | 0 | 0 | 0 | 0 | 0 | 0 | 0 | 0 | 0
528 | Industry | Other Minerals | Non-ETS |  |  | Industrial Non-bio waste Boiler | Non-bio waste | 0 | 0 | 0 | 0 | 0 | 1 | 1 | 1 | 0 | 0.125 | 0 | 0 | 0 | 0 | 0 | 0 | 0 | 0 | 0 | 0 | 0 | 0 | 0 | 0 | 0 | 0 | 0 | 0 | 0 | 0 | 0 | 0 | 1 | 0 | 0 | 0 | 0 | 0 | 0 | 0 | 0 | 0 | 0 | 0 | 0 | 0 | 0 | 0 | 0 | 0 | 0 | 0 | 0 | 0 | 0 | 0 | 0 | 0 | 0 | 0 | 0 | 0 | 0 | 0 | 0 | 0 | 0
529 | Industry | Other Minerals | Non-ETS |  |  | Industrial Non-bio waste Dryer | Non-bio waste | 0 | 0 | 0 | 0 | 0 | 0 | 0 | 0 | 0 | 0 | 0 | 0 | 0 | 0 | 0 | 0 | 0 | 1 | 1 | 0 | 0 | 0 | 0 | 0 | 0 | 0 | 0 | 0 | 0 | 0 | 0 | 0 | 0 | 0 | 0 | 0 | 1 | 0 | 0 | 0 | 0 | 0 | 0 | 0 | 0 | 0 | 0 | 0 | 0 | 0 | 0 | 0 | 0 | 0 | 0 | 0 | 0 | 0 | 0 | 0 | 0 | 0 | 0 | 0 | 0 | 0 | 0
530 | Industry | Food and Drink | Non-ETS |  |  | Industrial Non-bio waste Boiler | Non-bio waste | 0 | 0 | 0 | 0 | 0 | 1 | 1 | 1 | 0.3 | 0.125 | 0 | 0 | 0 | 0 | 0 | 0 | 0 | 0 | 0 | 0 | 0 | 0 | 0 | 0 | 0 | 0 | 0 | 0 | 0 | 0 | 0 | 0 | 1 | 0 | 0 | 0 | 0 | 0 | 0 | 0 | 0 | 0 | 0 | 0 | 0 | 0 | 0 | 0 | 0 | 0 | 0 | 0 | 0 | 0 | 0 | 0 | 0 | 0 | 0 | 0 | 0 | 0 | 0 | 0 | 0 | 0 | 0
531 | Industry | Food and Drink | Non-ETS |  |  | Industrial Non-bio waste CHP | Non-bio waste | 0 | 0 | 0 | 0 | 0 | 0 | 0 | 0 | 0 | 0 | 1 | 1 | 1 | 0 | 0 | 0 | 0 | 0 | 0 | 0 | 0 | 0 | 0 | 0 | 0 | 0 | 0 | 0 | 0 | 0 | 0 | 0 | 0 | 1 | 0 | 0 | 0 | 0 | 0 | 0 | 0 | 0 | 0 | 0 | 0 | 0 | 0 | 0 | 0 | 0 | 0 | 0 | 0 | 0 | 0 | 0 | 0 | 0 | 0 | 0 | 0 | 0 | 0 | 0 | 0 | 0 | 0
532 | Industry | Food and Drink | Non-ETS |  |  | Industrial Non-bio waste Oven | Non-bio waste | 0 | 0 | 0 | 0 | 0 | 0 | 0 | 0 | 0 | 0 | 0 | 0 | 0 | 1 | 1 | 0 | 0 | 0 | 0 | 0 | 0 | 0 | 0 | 0 | 0 | 0 | 0 | 0 | 0 | 0 | 0 | 0 | 0 | 0 | 0 | 0 | 0 | 0 | 1 | 0 | 0 | 0 | 0 | 0 | 0 | 0 | 0 | 0 | 0 | 0 | 0 | 0 | 0 | 0 | 0 | 0 | 0 | 0 | 0 | 0 | 0 | 0 | 0 | 0 | 0 | 0 | 0
533 | Industry | Food and Drink | Non-ETS |  |  | Industrial Non-bio waste Dryer | Non-bio waste | 0 | 0 | 0 | 0 | 0 | 0 | 0 | 0 | 0 | 0 | 0 | 0 | 0 | 0 | 0 | 0 | 0 | 1 | 1 | 0 | 0 | 0 | 0 | 0 | 0 | 0 | 0 | 0 | 0 | 0 | 0 | 0 | 0 | 0 | 0 | 0 | 1 | 0 | 0 | 0 | 0 | 0 | 0 | 0 | 0 | 0 | 0 | 0 | 0 | 0 | 0 | 0 | 0 | 0 | 0 | 0 | 0 | 0 | 0 | 0 | 0 | 0 | 0 | 0 | 0 | 0 | 0
534 | Industry | Lime | Non-ETS |  |  | Industrial Non-bio waste Cement/Lime Kiln | Non-bio waste | 0 | 1 | 1 | 0 | 0 | 0 | 0 | 0 | 0 | 0 | 0 | 0 | 0 | 0 | 0 | 0 | 0 | 0 | 0 | 0 | 0 | 0 | 0 | 0 | 0 | 0 | 0 | 0 | 0 | 0 | 0 | 0 | 0 | 0 | 0 | 1 | 0 | 0 | 0 | 0 | 0 | 0 | 0 | 0 | 0 | 0 | 0 | 0 | 0 | 0 | 0 | 0 | 0 | 0 | 0 | 0 | 0 | 0 | 0 | 0 | 0 | 0 | 0 | 0 | 0 | 0 | 0
535 | Industry | Lime | Non-ETS |  |  | Industrial Non-bio waste Other Kiln | Non-bio waste | 0 | 0 | 0 | 1 | 1 | 0 | 0 | 0 | 0 | 0 | 0 | 0 | 0 | 0 | 0 | 0 | 0 | 0 | 0 | 0 | 0 | 0 | 0 | 0 | 0 | 0 | 0 | 0 | 0 | 0 | 0 | 0 | 0 | 0 | 0 | 0 | 0 | 1 | 0 | 0 | 0 | 0 | 0 | 0 | 0 | 0 | 0 | 0 | 0 | 0 | 0 | 0 | 0 | 0 | 0 | 0 | 0 | 0 | 0 | 0 | 0 | 0 | 0 | 0 | 0 | 0 | 0
536 | Industry | Lime | Non-ETS |  |  | Industrial Non-bio waste Furnace | Non-bio waste | 0 | 0 | 0 | 0 | 0 | 0 | 0 | 0 | 0 | 0 | 0 | 0 | 0 | 0 | 0 | 1 | 0 | 0 | 0 | 0 | 0 | 0 | 0 | 0 | 0 | 0 | 0 | 0 | 0 | 0 | 0 | 0 | 0 | 0 | 1 | 0 | 0 | 0 | 0 | 0 | 0 | 0 | 0 | 0 | 0 | 0 | 0 | 0 | 0 | 0 | 0 | 0 | 0 | 0 | 0 | 0 | 0 | 0 | 0 | 0 | 0 | 0 | 0 | 0 | 0 | 0 | 0
537 | Industry | Lime | Non-ETS |  |  | Industrial Non-bio waste Dryer | Non-bio waste | 0 | 0 | 0 | 0 | 0 | 0 | 0 | 0 | 0 | 0 | 0 | 0 | 0 | 0 | 0 | 0 | 0 | 1 | 1 | 0 | 0 | 0 | 0 | 0 | 0 | 0 | 0 | 0 | 0 | 0 | 0 | 0 | 0 | 0 | 0 | 0 | 1 | 0 | 0 | 0 | 0 | 0 | 0 | 0 | 0 | 0 | 0 | 0 | 0 | 0 | 0 | 0 | 0 | 0 | 0 | 0 | 0 | 0 | 0 | 0 | 0 | 0 | 0 | 0 | 0 | 0 | 0
538 | Industry | Other Industry | Non-ETS |  |  | Industrial Non-bio waste Other Kiln | Non-bio waste | 0 | 0 | 0 | 1 | 1 | 0 | 0 | 0 | 0 | 0 | 0 | 0 | 0 | 0 | 0 | 0 | 0 | 0 | 0 | 0 | 0 | 0 | 0 | 0 | 0 | 0 | 0 | 0 | 0 | 0 | 0 | 0 | 0 | 0 | 0 | 0 | 0 | 1 | 0 | 0 | 0 | 0 | 0 | 0 | 0 | 0 | 0 | 0 | 0 | 0 | 0 | 0 | 0 | 0 | 0 | 0 | 0 | 0 | 0 | 0 | 0 | 0 | 0 | 0 | 0 | 0 | 0
539 | Industry | Other Industry | Non-ETS |  |  | Industrial Non-bio waste Boiler | Non-bio waste | 0 | 0 | 0 | 0 | 0 | 1 | 1 | 1 | 0.4 | 0.125 | 0 | 0 | 0 | 0 | 0 | 0 | 0 | 0 | 0 | 0 | 0 | 0 | 0 | 0 | 0 | 0 | 0 | 0 | 0 | 0 | 0 | 0 | 1 | 0 | 0 | 0 | 0 | 0 | 0 | 0 | 0 | 0 | 0 | 0 | 0 | 0 | 0 | 0 | 0 | 0 | 0 | 0 | 0 | 0 | 0 | 0 | 0 | 0 | 0 | 0 | 0 | 0 | 0 | 0 | 0 | 0 | 0
540 | Industry | Other Industry | Non-ETS |  |  | Industrial Non-bio waste CHP | Non-bio waste | 0 | 0 | 0 | 0 | 0 | 0 | 0 | 0 | 0 | 0 | 1 | 1 | 1 | 0 | 0 | 0 | 0 | 0 | 0 | 0 | 0 | 0 | 0 | 0 | 0 | 0 | 0 | 0 | 0 | 0 | 0 | 0 | 0 | 1 | 0 | 0 | 0 | 0 | 0 | 0 | 0 | 0 | 0 | 0 | 0 | 0 | 0 | 0 | 0 | 0 | 0 | 0 | 0 | 0 | 0 | 0 | 0 | 0 | 0 | 0 | 0 | 0 | 0 | 0 | 0 | 0 | 0
541 | Industry | Other Industry | Non-ETS |  |  | Industrial Non-bio waste Oven | Non-bio waste | 0 | 0 | 0 | 0 | 0 | 0 | 0 | 0 | 0 | 0 | 0 | 0 | 0 | 1 | 1 | 0 | 0 | 0 | 0 | 0 | 0 | 0 | 0 | 0 | 0 | 0 | 0 | 0 | 0 | 0 | 0 | 0 | 0 | 0 | 0 | 0 | 0 | 0 | 1 | 0 | 0 | 0 | 0 | 0 | 0 | 0 | 0 | 0 | 0 | 0 | 0 | 0 | 0 | 0 | 0 | 0 | 0 | 0 | 0 | 0 | 0 | 0 | 0 | 0 | 0 | 0 | 0
542 | Industry | Other Industry | Non-ETS |  |  | Industrial Non-bio waste Furnace | Non-bio waste | 0 | 0 | 0 | 0 | 0 | 0 | 0 | 0 | 0 | 0 | 0 | 0 | 0 | 0 | 0 | 1 | 0 | 0 | 0 | 0 | 0 | 0 | 0 | 0 | 0 | 0 | 0 | 0 | 0 | 0 | 0 | 0 | 0 | 0 | 1 | 0 | 0 | 0 | 0 | 0 | 0 | 0 | 0 | 0 | 0 | 0 | 0 | 0 | 0 | 0 | 0 | 0 | 0 | 0 | 0 | 0 | 0 | 0 | 0 | 0 | 0 | 0 | 0 | 0 | 0 | 0 | 0
543 | Industry | Other Industry | Non-ETS |  |  | Industrial Non-bio waste Dryer | Non-bio waste | 0 | 0 | 0 | 0 | 0 | 0 | 0 | 0 | 0 | 0 | 0 | 0 | 0 | 0 | 0 | 0 | 0 | 1 | 1 | 0 | 0 | 0 | 0 | 0 | 0 | 0 | 0 | 0 | 0 | 0 | 0 | 0 | 0 | 0 | 0 | 0 | 1 | 0 | 0 | 0 | 0 | 0 | 0 | 0 | 0 | 0 | 0 | 0 | 0 | 0 | 0 | 0 | 0 | 0 | 0 | 0 | 0 | 0 | 0 | 0 | 0 | 0 | 0 | 0 | 0 | 0 | 0
544 | Industry | Chemicals | Non-ETS |  |  | Industrial Non-bio waste Boiler | Non-bio waste | 0 | 0 | 0 | 0 | 0 | 1 | 1 | 1 | 0.2 | 0.125 | 0 | 0 | 0 | 0 | 0 | 0 | 0 | 0 | 0 | 0 | 0 | 0 | 0 | 0 | 0 | 0 | 0 | 0 | 0 | 0 | 0 | 0 | 1 | 0 | 0 | 0 | 0 | 0 | 0 | 0 | 0 | 0 | 0 | 0 | 0 | 0 | 0 | 0 | 0 | 0 | 0 | 0 | 0 | 0 | 0 | 0 | 0 | 0 | 0 | 0 | 0 | 0 | 0 | 0 | 0 | 0 | 0
545 | Industry | Chemicals | Non-ETS |  |  | Industrial Non-bio waste CHP | Non-bio waste | 0 | 0 | 0 | 0 | 0 | 0 | 0 | 0 | 0 | 0 | 1 | 1 | 1 | 0 | 0 | 0 | 0 | 0 | 0 | 0 | 0 | 0 | 0 | 0 | 0 | 0 | 0 | 0 | 0 | 0 | 0 | 0 | 0 | 1 | 0 | 0 | 0 | 0 | 0 | 0 | 0 | 0 | 0 | 0 | 0 | 0 | 0 | 0 | 0 | 0 | 0 | 0 | 0 | 0 | 0 | 0 | 0 | 0 | 0 | 0 | 0 | 0 | 0 | 0 | 0 | 0 | 0
546 | Industry | Chemicals | Non-ETS |  |  | Industrial Non-bio waste Oven | Non-bio waste | 0 | 0 | 0 | 0 | 0 | 0 | 0 | 0 | 0 | 0 | 0 | 0 | 0 | 1 | 1 | 0 | 0 | 0 | 0 | 0 | 0 | 0 | 0 | 0 | 0 | 0 | 0 | 0 | 0 | 0 | 0 | 0 | 0 | 0 | 0 | 0 | 0 | 0 | 1 | 0 | 0 | 0 | 0 | 0 | 0 | 0 | 0 | 0 | 0 | 0 | 0 | 0 | 0 | 0 | 0 | 0 | 0 | 0 | 0 | 0 | 0 | 0 | 0 | 0 | 0 | 0 | 0
547 | Industry | Chemicals | Non-ETS |  |  | Industrial Non-bio waste Furnace | Non-bio waste | 0 | 0 | 0 | 0 | 0 | 0 | 0 | 0 | 0 | 0 | 0 | 0 | 0 | 0 | 0 | 1 | 0 | 0 | 0 | 0 | 0 | 0 | 0 | 0 | 0 | 0 | 0 | 0 | 0 | 0 | 0 | 0 | 0 | 0 | 1 | 0 | 0 | 0 | 0 | 0 | 0 | 0 | 0 | 0 | 0 | 0 | 0 | 0 | 0 | 0 | 0 | 0 | 0 | 0 | 0 | 0 | 0 | 0 | 0 | 0 | 0 | 0 | 0 | 0 | 0 | 0 | 0
548 | Industry | Chemicals | Non-ETS |  |  | Industrial Non-bio waste Dryer | Non-bio waste | 0 | 0 | 0 | 0 | 0 | 0 | 0 | 0 | 0 | 0 | 0 | 0 | 0 | 0 | 0 | 0 | 0 | 1 | 1 | 0 | 0 | 0 | 0 | 0 | 0 | 0 | 0 | 0 | 0 | 0 | 0 | 0 | 0 | 0 | 0 | 0 | 1 | 0 | 0 | 0 | 0 | 0 | 0 | 0 | 0 | 0 | 0 | 0 | 0 | 0 | 0 | 0 | 0 | 0 | 0 | 0 | 0 | 0 | 0 | 0 | 0 | 0 | 0 | 0 | 0 | 0 | 0
549 | Industry | Metals | Non-ETS |  |  | Industrial Bio fuel Boiler | Bio fuel | 0 | 0 | 0 | 0 | 0 | 1 | 1 | 1 | 0 | 0.125 | 0 | 0 | 0 | 0 | 0 | 0 | 0 | 0 | 0 | 0 | 0 | 0 | 0 | 0 | 0 | 0 | 0 | 0 | 0 | 0 | 0 | 0 | 0 | 0 | 0 | 0 | 0 | 0 | 0 | 1 | 0 | 0 | 0 | 0 | 0 | 0 | 0 | 0 | 0 | 0 | 0 | 0 | 0 | 0 | 0 | 0 | 0 | 0 | 0 | 0 | 0 | 0 | 0 | 0 | 0 | 0 | 0
550 | Industry | Metals | Non-ETS |  |  | Industrial Bio fuel CHP | Bio fuel | 0 | 0 | 0 | 0 | 0 | 0 | 0 | 0 | 0 | 0 | 1 | 1 | 1 | 0 | 0 | 0 | 0 | 0 | 0 | 0 | 0 | 0 | 0 | 0 | 0 | 0 | 0 | 0 | 0 | 0 | 0 | 0 | 0 | 0 | 0 | 0 | 0 | 0 | 0 | 0 | 1 | 0 | 0 | 0 | 0 | 0 | 0 | 0 | 0 | 0 | 0 | 0 | 0 | 0 | 0 | 0 | 0 | 0 | 0 | 0 | 0 | 0 | 0 | 0 | 0 | 0 | 0
551 | Industry | Metals | Non-ETS |  |  | Industrial Bio fuel Furnace | Bio fuel | 0 | 0 | 0 | 0 | 0 | 0 | 0 | 0 | 0 | 0 | 0 | 0 | 0 | 0 | 0 | 1 | 0 | 0 | 0 | 0 | 0 | 0 | 0 | 0 | 0 | 0 | 0 | 0 | 0 | 0 | 0 | 0 | 0 | 0 | 0 | 0 | 0 | 0 | 0 | 0 | 0 | 1 | 0 | 0 | 0 | 0 | 0 | 0 | 0 | 0 | 0 | 0 | 0 | 0 | 0 | 0 | 0 | 0 | 0 | 0 | 0 | 0 | 0 | 0 | 0 | 0 | 0
552 | Industry | Cement | Non-ETS |  |  | Industrial Bio fuel Cement/Lime Kiln | Bio fuel | 0 | 1 | 0 | 0 | 0 | 0 | 0 | 0 | 0 | 0 | 0 | 0 | 0 | 0 | 0 | 0 | 0 | 0 | 0 | 0 | 0 | 0 | 0 | 0 | 0 | 0 | 0 | 0 | 0 | 0 | 0 | 0 | 0 | 0 | 0 | 0 | 0 | 0 | 0 | 0 | 0 | 0 | 1 | 0 | 0 | 0 | 0 | 0 | 0 | 0 | 0 | 0 | 0 | 0 | 0 | 0 | 0 | 0 | 0 | 0 | 0 | 0 | 0 | 0 | 0 | 0 | 0
553 | Industry | Cement | Non-ETS |  |  | Industrial Bio fuel Furnace | Bio fuel | 0 | 0 | 0 | 0 | 0 | 0 | 0 | 0 | 0 | 0 | 0 | 0 | 0 | 0 | 0 | 1 | 0 | 0 | 0 | 0 | 0 | 0 | 0 | 0 | 0 | 0 | 0 | 0 | 0 | 0 | 0 | 0 | 0 | 0 | 0 | 0 | 0 | 0 | 0 | 0 | 0 | 1 | 0 | 0 | 0 | 0 | 0 | 0 | 0 | 0 | 0 | 0 | 0 | 0 | 0 | 0 | 0 | 0 | 0 | 0 | 0 | 0 | 0 | 0 | 0 | 0 | 0
554 | Industry | Cement | Non-ETS |  |  | Industrial Bio fuel Dryer | Bio fuel | 0 | 0 | 0 | 0 | 0 | 0 | 0 | 0 | 0 | 0 | 0 | 0 | 0 | 0 | 0 | 0 | 0 | 1 | 1 | 0 | 0 | 0 | 0 | 0 | 0 | 0 | 0 | 0 | 0 | 0 | 0 | 0 | 0 | 0 | 0 | 0 | 0 | 0 | 0 | 0 | 0 | 0 | 0 | 1 | 0 | 0 | 0 | 0 | 0 | 0 | 0 | 0 | 0 | 0 | 0 | 0 | 0 | 0 | 0 | 0 | 0 | 0 | 0 | 0 | 0 | 0 | 0
555 | Industry | Refining | Non-ETS |  |  | Industrial Bio fuel Boiler | Bio fuel | 0 | 0 | 0 | 0 | 0 | 1 | 1 | 1 | 0 | 0.125 | 0 | 0 | 0 | 0 | 0 | 0 | 0 | 0 | 0 | 0 | 0 | 0 | 0 | 0 | 0 | 0 | 0 | 0 | 0 | 0 | 0 | 0 | 0 | 0 | 0 | 0 | 0 | 0 | 0 | 1 | 0 | 0 | 0 | 0 | 0 | 0 | 0 | 0 | 0 | 0 | 0 | 0 | 0 | 0 | 0 | 0 | 0 | 0 | 0 | 0 | 0 | 0 | 0 | 0 | 0 | 0 | 0
556 | Industry | Refining | Non-ETS |  |  | Industrial Bio fuel CHP | Bio fuel | 0 | 0 | 0 | 0 | 0 | 0 | 0 | 0 | 0 | 0 | 1 | 1 | 1 | 0 | 0 | 0 | 0 | 0 | 0 | 0 | 0 | 0 | 0 | 0 | 0 | 0 | 0 | 0 | 0 | 0 | 0 | 0 | 0 | 0 | 0 | 0 | 0 | 0 | 0 | 0 | 1 | 0 | 0 | 0 | 0 | 0 | 0 | 0 | 0 | 0 | 0 | 0 | 0 | 0 | 0 | 0 | 0 | 0 | 0 | 0 | 0 | 0 | 0 | 0 | 0 | 0 | 0
557 | Industry | Refining | Non-ETS |  |  | Industrial Bio fuel Furnace | Bio fuel | 0 | 0 | 0 | 0 | 0 | 0 | 0 | 0 | 0 | 0 | 0 | 0 | 0 | 0 | 0 | 1 | 0 | 0 | 0 | 0 | 0 | 0 | 0 | 0 | 0 | 0 | 0 | 0 | 0 | 0 | 0 | 0 | 0 | 0 | 0 | 0 | 0 | 0 | 0 | 0 | 0 | 1 | 0 | 0 | 0 | 0 | 0 | 0 | 0 | 0 | 0 | 0 | 0 | 0 | 0 | 0 | 0 | 0 | 0 | 0 | 0 | 0 | 0 | 0 | 0 | 0 | 0
558 | Industry | Wood Products | Non-ETS |  |  | Industrial Bio fuel Boiler | Bio fuel | 236.6446 | 0 | 0 | 0 | 0 | 1 | 1 | 1 | 0 | 0.125 | 0 | 0 | 0 | 0 | 0 | 0 | 0 | 0 | 0 | 0 | 0 | 0 | 0 | 0 | 0 | 0 | 0 | 0 | 0 | 0 | 0 | 0 | 0 | 0 | 0 | 0 | 0 | 0 | 0 | 1 | 0 | 0 | 0 | 0 | 0 | 0 | 0 | 0 | 0 | 0 | 0 | 0 | 0 | 0 | 0 | 0 | 0 | 0 | 0 | 0 | 0 | 0 | 0 | 0 | 0 | 0 | 0
559 | Industry | Wood Products | Non-ETS |  |  | Industrial Bio fuel Dryer | Bio fuel | 236.6446 | 0 | 0 | 0 | 0 | 0 | 0 | 0 | 0 | 0 | 0 | 0 | 0 | 0 | 0 | 0 | 0 | 1 | 1 | 0 | 0 | 0 | 0 | 0 | 0 | 0 | 0 | 0 | 0 | 0 | 0 | 0 | 0 | 0 | 0 | 0 | 0 | 0 | 0 | 0 | 0 | 0 | 0 | 1 | 0 | 0 | 0 | 0 | 0 | 0 | 0 | 0 | 0 | 0 | 0 | 0 | 0 | 0 | 0 | 0 | 0 | 0 | 0 | 0 | 0 | 0 | 0
560 | Industry | Other Minerals | Non-ETS |  |  | Industrial Bio fuel Other Kiln | Bio fuel | 7.0608 | 0 | 0 | 1 | 1 | 0 | 0 | 0 | 0 | 0 | 0 | 0 | 0 | 0 | 0 | 0 | 0 | 0 | 0 | 0 | 0 | 0 | 0 | 0 | 0 | 0 | 0 | 0 | 0 | 0 | 0 | 0 | 0 | 0 | 0 | 0 | 0 | 0 | 0 | 0 | 0 | 0 | 0 | 0 | 1 | 0 | 0 | 0 | 0 | 0 | 0 | 0 | 0 | 0 | 0 | 0 | 0 | 0 | 0 | 0 | 0 | 0 | 0 | 0 | 0 | 0 | 0
561 | Industry | Other Minerals | Non-ETS |  |  | Industrial Bio fuel Boiler | Bio fuel | 7.0608 | 0 | 0 | 0 | 0 | 1 | 1 | 1 | 0 | 0.125 | 0 | 0 | 0 | 0 | 0 | 0 | 0 | 0 | 0 | 0 | 0 | 0 | 0 | 0 | 0 | 0 | 0 | 0 | 0 | 0 | 0 | 0 | 0 | 0 | 0 | 0 | 0 | 0 | 0 | 1 | 0 | 0 | 0 | 0 | 0 | 0 | 0 | 0 | 0 | 0 | 0 | 0 | 0 | 0 | 0 | 0 | 0 | 0 | 0 | 0 | 0 | 0 | 0 | 0 | 0 | 0 | 0
562 | Industry | Other Minerals | Non-ETS |  |  | Industrial Bio fuel Dryer | Bio fuel | 7.0608 | 0 | 0 | 0 | 0 | 0 | 0 | 0 | 0 | 0 | 0 | 0 | 0 | 0 | 0 | 0 | 0 | 1 | 1 | 0 | 0 | 0 | 0 | 0 | 0 | 0 | 0 | 0 | 0 | 0 | 0 | 0 | 0 | 0 | 0 | 0 | 0 | 0 | 0 | 0 | 0 | 0 | 0 | 1 | 0 | 0 | 0 | 0 | 0 | 0 | 0 | 0 | 0 | 0 | 0 | 0 | 0 | 0 | 0 | 0 | 0 | 0 | 0 | 0 | 0 | 0 | 0
563 | Industry | Food and Drink | Non-ETS |  |  | Industrial Bio fuel Boiler | Bio fuel | 131.4223 | 0 | 0 | 0 | 0 | 1 | 1 | 1 | 0.3 | 0.125 | 0 | 0 | 0 | 0 | 0 | 0 | 0 | 0 | 0 | 0 | 0 | 0 | 0 | 0 | 0 | 0 | 0 | 0 | 0 | 0 | 0 | 0 | 0 | 0 | 0 | 0 | 0 | 0 | 0 | 1 | 0 | 0 | 0 | 0 | 0 | 0 | 0 | 0 | 0 | 0 | 0 | 0 | 0 | 0 | 0 | 0 | 0 | 0 | 0 | 0 | 0 | 0 | 0 | 0 | 0 | 0 | 0
564 | Industry | Food and Drink | Non-ETS |  |  | Industrial Bio fuel CHP | Bio fuel | 131.4223 | 0 | 0 | 0 | 0 | 0 | 0 | 0 | 0 | 0 | 1 | 1 | 1 | 0 | 0 | 0 | 0 | 0 | 0 | 0 | 0 | 0 | 0 | 0 | 0 | 0 | 0 | 0 | 0 | 0 | 0 | 0 | 0 | 0 | 0 | 0 | 0 | 0 | 0 | 0 | 1 | 0 | 0 | 0 | 0 | 0 | 0 | 0 | 0 | 0 | 0 | 0 | 0 | 0 | 0 | 0 | 0 | 0 | 0 | 0 | 0 | 0 | 0 | 0 | 0 | 0 | 0
565 | Industry | Food and Drink | Non-ETS |  |  | Industrial Bio fuel Oven | Bio fuel | 131.4223 | 0 | 0 | 0 | 0 | 0 | 0 | 0 | 0 | 0 | 0 | 0 | 0 | 1 | 1 | 0 | 0 | 0 | 0 | 0 | 0 | 0 | 0 | 0 | 0 | 0 | 0 | 0 | 0 | 0 | 0 | 0 | 0 | 0 | 0 | 0 | 0 | 0 | 0 | 0 | 0 | 0 | 0 | 0 | 0 | 1 | 0 | 0 | 0 | 0 | 0 | 0 | 0 | 0 | 0 | 0 | 0 | 0 | 0 | 0 | 0 | 0 | 0 | 0 | 0 | 0 | 0
566 | Industry | Food and Drink | Non-ETS |  |  | Industrial Bio fuel Dryer | Bio fuel | 131.4223 | 0 | 0 | 0 | 0 | 0 | 0 | 0 | 0 | 0 | 0 | 0 | 0 | 0 | 0 | 0 | 0 | 1 | 1 | 0 | 0 | 0 | 0 | 0 | 0 | 0 | 0 | 0 | 0 | 0 | 0 | 0 | 0 | 0 | 0 | 0 | 0 | 0 | 0 | 0 | 0 | 0 | 0 | 1 | 0 | 0 | 0 | 0 | 0 | 0 | 0 | 0 | 0 | 0 | 0 | 0 | 0 | 0 | 0 | 0 | 0 | 0 | 0 | 0 | 0 | 0 | 0
567 | Industry | Lime | Non-ETS |  |  | Industrial Bio fuel Cement/Lime Kiln | Bio fuel | 0 | 1 | 1 | 0 | 0 | 0 | 0 | 0 | 0 | 0 | 0 | 0 | 0 | 0 | 0 | 0 | 0 | 0 | 0 | 0 | 0 | 0 | 0 | 0 | 0 | 0 | 0 | 0 | 0 | 0 | 0 | 0 | 0 | 0 | 0 | 0 | 0 | 0 | 0 | 0 | 0 | 0 | 1 | 0 | 0 | 0 | 0 | 0 | 0 | 0 | 0 | 0 | 0 | 0 | 0 | 0 | 0 | 0 | 0 | 0 | 0 | 0 | 0 | 0 | 0 | 0 | 0
568 | Industry | Lime | Non-ETS |  |  | Industrial Bio fuel Other Kiln | Bio fuel | 0 | 0 | 0 | 1 | 1 | 0 | 0 | 0 | 0 | 0 | 0 | 0 | 0 | 0 | 0 | 0 | 0 | 0 | 0 | 0 | 0 | 0 | 0 | 0 | 0 | 0 | 0 | 0 | 0 | 0 | 0 | 0 | 0 | 0 | 0 | 0 | 0 | 0 | 0 | 0 | 0 | 0 | 0 | 0 | 1 | 0 | 0 | 0 | 0 | 0 | 0 | 0 | 0 | 0 | 0 | 0 | 0 | 0 | 0 | 0 | 0 | 0 | 0 | 0 | 0 | 0 | 0
569 | Industry | Lime | Non-ETS |  |  | Industrial Bio fuel Furnace | Bio fuel | 0 | 0 | 0 | 0 | 0 | 0 | 0 | 0 | 0 | 0 | 0 | 0 | 0 | 0 | 0 | 1 | 0 | 0 | 0 | 0 | 0 | 0 | 0 | 0 | 0 | 0 | 0 | 0 | 0 | 0 | 0 | 0 | 0 | 0 | 0 | 0 | 0 | 0 | 0 | 0 | 0 | 1 | 0 | 0 | 0 | 0 | 0 | 0 | 0 | 0 | 0 | 0 | 0 | 0 | 0 | 0 | 0 | 0 | 0 | 0 | 0 | 0 | 0 | 0 | 0 | 0 | 0
570 | Industry | Lime | Non-ETS |  |  | Industrial Bio fuel Dryer | Bio fuel | 0 | 0 | 0 | 0 | 0 | 0 | 0 | 0 | 0 | 0 | 0 | 0 | 0 | 0 | 0 | 0 | 0 | 1 | 1 | 0 | 0 | 0 | 0 | 0 | 0 | 0 | 0 | 0 | 0 | 0 | 0 | 0 | 0 | 0 | 0 | 0 | 0 | 0 | 0 | 0 | 0 | 0 | 0 | 1 | 0 | 0 | 0 | 0 | 0 | 0 | 0 | 0 | 0 | 0 | 0 | 0 | 0 | 0 | 0 | 0 | 0 | 0 | 0 | 0 | 0 | 0 | 0
571 | Industry | Other Industry | Non-ETS |  |  | Industrial Bio fuel Other Kiln | Bio fuel | 0 | 0 | 0 | 1 | 1 | 0 | 0 | 0 | 0 | 0 | 0 | 0 | 0 | 0 | 0 | 0 | 0 | 0 | 0 | 0 | 0 | 0 | 0 | 0 | 0 | 0 | 0 | 0 | 0 | 0 | 0 | 0 | 0 | 0 | 0 | 0 | 0 | 0 | 0 | 0 | 0 | 0 | 0 | 0 | 1 | 0 | 0 | 0 | 0 | 0 | 0 | 0 | 0 | 0 | 0 | 0 | 0 | 0 | 0 | 0 | 0 | 0 | 0 | 0 | 0 | 0 | 0
572 | Industry | Other Industry | Non-ETS |  |  | Industrial Bio fuel Boiler | Bio fuel | 0 | 0 | 0 | 0 | 0 | 1 | 1 | 1 | 0.4 | 0.125 | 0 | 0 | 0 | 0 | 0 | 0 | 0 | 0 | 0 | 0 | 0 | 0 | 0 | 0 | 0 | 0 | 0 | 0 | 0 | 0 | 0 | 0 | 0 | 0 | 0 | 0 | 0 | 0 | 0 | 1 | 0 | 0 | 0 | 0 | 0 | 0 | 0 | 0 | 0 | 0 | 0 | 0 | 0 | 0 | 0 | 0 | 0 | 0 | 0 | 0 | 0 | 0 | 0 | 0 | 0 | 0 | 0
573 | Industry | Other Industry | Non-ETS |  |  | Industrial Bio fuel CHP | Bio fuel | 0 | 0 | 0 | 0 | 0 | 0 | 0 | 0 | 0 | 0 | 1 | 1 | 1 | 0 | 0 | 0 | 0 | 0 | 0 | 0 | 0 | 0 | 0 | 0 | 0 | 0 | 0 | 0 | 0 | 0 | 0 | 0 | 0 | 0 | 0 | 0 | 0 | 0 | 0 | 0 | 1 | 0 | 0 | 0 | 0 | 0 | 0 | 0 | 0 | 0 | 0 | 0 | 0 | 0 | 0 | 0 | 0 | 0 | 0 | 0 | 0 | 0 | 0 | 0 | 0 | 0 | 0
574 | Industry | Other Industry | Non-ETS |  |  | Industrial Bio fuel Oven | Bio fuel | 0 | 0 | 0 | 0 | 0 | 0 | 0 | 0 | 0 | 0 | 0 | 0 | 0 | 1 | 1 | 0 | 0 | 0 | 0 | 0 | 0 | 0 | 0 | 0 | 0 | 0 | 0 | 0 | 0 | 0 | 0 | 0 | 0 | 0 | 0 | 0 | 0 | 0 | 0 | 0 | 0 | 0 | 0 | 0 | 0 | 1 | 0 | 0 | 0 | 0 | 0 | 0 | 0 | 0 | 0 | 0 | 0 | 0 | 0 | 0 | 0 | 0 | 0 | 0 | 0 | 0 | 0
575 | Industry | Other Industry | Non-ETS |  |  | Industrial Bio fuel Furnace | Bio fuel | 0 | 0 | 0 | 0 | 0 | 0 | 0 | 0 | 0 | 0 | 0 | 0 | 0 | 0 | 0 | 1 | 0 | 0 | 0 | 0 | 0 | 0 | 0 | 0 | 0 | 0 | 0 | 0 | 0 | 0 | 0 | 0 | 0 | 0 | 0 | 0 | 0 | 0 | 0 | 0 | 0 | 1 | 0 | 0 | 0 | 0 | 0 | 0 | 0 | 0 | 0 | 0 | 0 | 0 | 0 | 0 | 0 | 0 | 0 | 0 | 0 | 0 | 0 | 0 | 0 | 0 | 0
576 | Industry | Other Industry | Non-ETS |  |  | Industrial Bio fuel Dryer | Bio fuel | 0 | 0 | 0 | 0 | 0 | 0 | 0 | 0 | 0 | 0 | 0 | 0 | 0 | 0 | 0 | 0 | 0 | 1 | 1 | 0 | 0 | 0 | 0 | 0 | 0 | 0 | 0 | 0 | 0 | 0 | 0 | 0 | 0 | 0 | 0 | 0 | 0 | 0 | 0 | 0 | 0 | 0 | 0 | 1 | 0 | 0 | 0 | 0 | 0 | 0 | 0 | 0 | 0 | 0 | 0 | 0 | 0 | 0 | 0 | 0 | 0 | 0 | 0 | 0 | 0 | 0 | 0
577 | Industry | Chemicals | Non-ETS |  |  | Industrial Bio fuel Boiler | Bio fuel | 0 | 0 | 0 | 0 | 0 | 1 | 1 | 1 | 0.2 | 0.125 | 0 | 0 | 0 | 0 | 0 | 0 | 0 | 0 | 0 | 0 | 0 | 0 | 0 | 0 | 0 | 0 | 0 | 0 | 0 | 0 | 0 | 0 | 0 | 0 | 0 | 0 | 0 | 0 | 0 | 1 | 0 | 0 | 0 | 0 | 0 | 0 | 0 | 0 | 0 | 0 | 0 | 0 | 0 | 0 | 0 | 0 | 0 | 0 | 0 | 0 | 0 | 0 | 0 | 0 | 0 | 0 | 0
578 | Industry | Chemicals | Non-ETS |  |  | Industrial Bio fuel CHP | Bio fuel | 0 | 0 | 0 | 0 | 0 | 0 | 0 | 0 | 0 | 0 | 1 | 1 | 1 | 0 | 0 | 0 | 0 | 0 | 0 | 0 | 0 | 0 | 0 | 0 | 0 | 0 | 0 | 0 | 0 | 0 | 0 | 0 | 0 | 0 | 0 | 0 | 0 | 0 | 0 | 0 | 1 | 0 | 0 | 0 | 0 | 0 | 0 | 0 | 0 | 0 | 0 | 0 | 0 | 0 | 0 | 0 | 0 | 0 | 0 | 0 | 0 | 0 | 0 | 0 | 0 | 0 | 0
579 | Industry | Chemicals | Non-ETS |  |  | Industrial Bio fuel Oven | Bio fuel | 0 | 0 | 0 | 0 | 0 | 0 | 0 | 0 | 0 | 0 | 0 | 0 | 0 | 1 | 1 | 0 | 0 | 0 | 0 | 0 | 0 | 0 | 0 | 0 | 0 | 0 | 0 | 0 | 0 | 0 | 0 | 0 | 0 | 0 | 0 | 0 | 0 | 0 | 0 | 0 | 0 | 0 | 0 | 0 | 0 | 1 | 0 | 0 | 0 | 0 | 0 | 0 | 0 | 0 | 0 | 0 | 0 | 0 | 0 | 0 | 0 | 0 | 0 | 0 | 0 | 0 | 0
580 | Industry | Chemicals | Non-ETS |  |  | Industrial Bio fuel Furnace | Bio fuel | 0 | 0 | 0 | 0 | 0 | 0 | 0 | 0 | 0 | 0 | 0 | 0 | 0 | 0 | 0 | 1 | 0 | 0 | 0 | 0 | 0 | 0 | 0 | 0 | 0 | 0 | 0 | 0 | 0 | 0 | 0 | 0 | 0 | 0 | 0 | 0 | 0 | 0 | 0 | 0 | 0 | 1 | 0 | 0 | 0 | 0 | 0 | 0 | 0 | 0 | 0 | 0 | 0 | 0 | 0 | 0 | 0 | 0 | 0 | 0 | 0 | 0 | 0 | 0 | 0 | 0 | 0
581 | Industry | Chemicals | Non-ETS |  |  | Industrial Bio fuel Dryer | Bio fuel | 0 | 0 | 0 | 0 | 0 | 0 | 0 | 0 | 0 | 0 | 0 | 0 | 0 | 0 | 0 | 0 | 0 | 1 | 1 | 0 | 0 | 0 | 0 | 0 | 0 | 0 | 0 | 0 | 0 | 0 | 0 | 0 | 0 | 0 | 0 | 0 | 0 | 0 | 0 | 0 | 0 | 0 | 0 | 1 | 0 | 0 | 0 | 0 | 0 | 0 | 0 | 0 | 0 | 0 | 0 | 0 | 0 | 0 | 0 | 0 | 0 | 0 | 0 | 0 | 0 | 0 | 0
582 | Industry | Metals | Non-ETS |  |  | Industrial Solid Fuels Boiler | Solid Fuels | 1.8511 | 0 | 0 | 0 | 0 | 1 | 1 | 1 | 0 | 0.125 | 0 | 0 | 0 | 0 | 0 | 0 | 0 | 0 | 0 | 0 | 0 | 0 | 0 | 0 | 0 | 0 | 0 | 0 | 0 | 0 | 0 | 0 | 0 | 0 | 0 | 0 | 0 | 0 | 0 | 0 | 0 | 0 | 0 | 0 | 0 | 0 | 1 | 0 | 0 | 0 | 0 | 0 | 0 | 0 | 0 | 0 | 0 | 0 | 0 | 0 | 0 | 0 | 0 | 0 | 0 | 0 | 0
583 | Industry | Metals | Non-ETS |  |  | Industrial Solid Fuels CHP | Solid Fuels | 0 | 0 | 0 | 0 | 0 | 0 | 0 | 0 | 0 | 0 | 1 | 1 | 1 | 0 | 0 | 0 | 0 | 0 | 0 | 0 | 0 | 0 | 0 | 0 | 0 | 0 | 0 | 0 | 0 | 0 | 0 | 0 | 0 | 0 | 0 | 0 | 0 | 0 | 0 | 0 | 0 | 0 | 0 | 0 | 0 | 0 | 0 | 1 | 0 | 0 | 0 | 0 | 0 | 0 | 0 | 0 | 0 | 0 | 0 | 0 | 0 | 0 | 0 | 0 | 0 | 0 | 0
584 | Industry | Metals | Non-ETS |  |  | Industrial Solid Fuels Furnace | Solid Fuels | 1.8511 | 0 | 0 | 0 | 0 | 0 | 0 | 0 | 0 | 0 | 0 | 0 | 0 | 0 | 0 | 1 | 0 | 0 | 0 | 0 | 0 | 0 | 0 | 0 | 0 | 0 | 0 | 0 | 0 | 0 | 0 | 0 | 0 | 0 | 0 | 0 | 0 | 0 | 0 | 0 | 0 | 0 | 0 | 0 | 0 | 0 | 0 | 0 | 1 | 0 | 0 | 0 | 0 | 0 | 0 | 0 | 0 | 0 | 0 | 0 | 0 | 0 | 0 | 0 | 0 | 0 | 0
585 | Industry | Cement | Non-ETS |  |  | Industrial Solid Fuels Cement/Lime Kiln | Solid Fuels | 0 | 1 | 0 | 0 | 0 | 0 | 0 | 0 | 0 | 0 | 0 | 0 | 0 | 0 | 0 | 0 | 0 | 0 | 0 | 0 | 0 | 0 | 0 | 0 | 0 | 0 | 0 | 0 | 0 | 0 | 0 | 0 | 0 | 0 | 0 | 0 | 0 | 0 | 0 | 0 | 0 | 0 | 0 | 0 | 0 | 0 | 0 | 0 | 0 | 1 | 0 | 0 | 0 | 0 | 0 | 0 | 0 | 0 | 0 | 0 | 0 | 0 | 0 | 0 | 0 | 0 | 0
586 | Industry | Cement | Non-ETS |  |  | Industrial Solid Fuels Furnace | Solid Fuels | 0 | 0 | 0 | 0 | 0 | 0 | 0 | 0 | 0 | 0 | 0 | 0 | 0 | 0 | 0 | 1 | 0 | 0 | 0 | 0 | 0 | 0 | 0 | 0 | 0 | 0 | 0 | 0 | 0 | 0 | 0 | 0 | 0 | 0 | 0 | 0 | 0 | 0 | 0 | 0 | 0 | 0 | 0 | 0 | 0 | 0 | 0 | 0 | 1 | 0 | 0 | 0 | 0 | 0 | 0 | 0 | 0 | 0 | 0 | 0 | 0 | 0 | 0 | 0 | 0 | 0 | 0
587 | Industry | Cement | Non-ETS |  |  | Industrial Solid Fuels Dryer | Solid Fuels | 0 | 0 | 0 | 0 | 0 | 0 | 0 | 0 | 0 | 0 | 0 | 0 | 0 | 0 | 0 | 0 | 0 | 1 | 1 | 0 | 0 | 0 | 0 | 0 | 0 | 0 | 0 | 0 | 0 | 0 | 0 | 0 | 0 | 0 | 0 | 0 | 0 | 0 | 0 | 0 | 0 | 0 | 0 | 0 | 0 | 0 | 0 | 0 | 0 | 0 | 1 | 0 | 0 | 0 | 0 | 0 | 0 | 0 | 0 | 0 | 0 | 0 | 0 | 0 | 0 | 0 | 0
588 | Industry | Refining | Non-ETS |  |  | Industrial Solid Fuels Boiler | Solid Fuels | 0 | 0 | 0 | 0 | 0 | 1 | 1 | 1 | 0 | 0.125 | 0 | 0 | 0 | 0 | 0 | 0 | 0 | 0 | 0 | 0 | 0 | 0 | 0 | 0 | 0 | 0 | 0 | 0 | 0 | 0 | 0 | 0 | 0 | 0 | 0 | 0 | 0 | 0 | 0 | 0 | 0 | 0 | 0 | 0 | 0 | 0 | 1 | 0 | 0 | 0 | 0 | 0 | 0 | 0 | 0 | 0 | 0 | 0 | 0 | 0 | 0 | 0 | 0 | 0 | 0 | 0 | 0
589 | Industry | Refining | Non-ETS |  |  | Industrial Solid Fuels CHP | Solid Fuels | 0 | 0 | 0 | 0 | 0 | 0 | 0 | 0 | 0 | 0 | 1 | 1 | 1 | 0 | 0 | 0 | 0 | 0 | 0 | 0 | 0 | 0 | 0 | 0 | 0 | 0 | 0 | 0 | 0 | 0 | 0 | 0 | 0 | 0 | 0 | 0 | 0 | 0 | 0 | 0 | 0 | 0 | 0 | 0 | 0 | 0 | 0 | 1 | 0 | 0 | 0 | 0 | 0 | 0 | 0 | 0 | 0 | 0 | 0 | 0 | 0 | 0 | 0 | 0 | 0 | 0 | 0
590 | Industry | Refining | Non-ETS |  |  | Industrial Solid Fuels Furnace | Solid Fuels | 0 | 0 | 0 | 0 | 0 | 0 | 0 | 0 | 0 | 0 | 0 | 0 | 0 | 0 | 0 | 1 | 0 | 0 | 0 | 0 | 0 | 0 | 0 | 0 | 0 | 0 | 0 | 0 | 0 | 0 | 0 | 0 | 0 | 0 | 0 | 0 | 0 | 0 | 0 | 0 | 0 | 0 | 0 | 0 | 0 | 0 | 0 | 0 | 1 | 0 | 0 | 0 | 0 | 0 | 0 | 0 | 0 | 0 | 0 | 0 | 0 | 0 | 0 | 0 | 0 | 0 | 0
591 | Industry | Wood Products | Non-ETS |  |  | Industrial Solid Fuels Boiler | Solid Fuels | 0 | 0 | 0 | 0 | 0 | 1 | 1 | 1 | 0 | 0.125 | 0 | 0 | 0 | 0 | 0 | 0 | 0 | 0 | 0 | 0 | 0 | 0 | 0 | 0 | 0 | 0 | 0 | 0 | 0 | 0 | 0 | 0 | 0 | 0 | 0 | 0 | 0 | 0 | 0 | 0 | 0 | 0 | 0 | 0 | 0 | 0 | 1 | 0 | 0 | 0 | 0 | 0 | 0 | 0 | 0 | 0 | 0 | 0 | 0 | 0 | 0 | 0 | 0 | 0 | 0 | 0 | 0
592 | Industry | Wood Products | Non-ETS |  |  | Industrial Solid Fuels Dryer | Solid Fuels | 0 | 0 | 0 | 0 | 0 | 0 | 0 | 0 | 0 | 0 | 0 | 0 | 0 | 0 | 0 | 0 | 0 | 1 | 1 | 0 | 0 | 0 | 0 | 0 | 0 | 0 | 0 | 0 | 0 | 0 | 0 | 0 | 0 | 0 | 0 | 0 | 0 | 0 | 0 | 0 | 0 | 0 | 0 | 0 | 0 | 0 | 0 | 0 | 0 | 0 | 1 | 0 | 0 | 0 | 0 | 0 | 0 | 0 | 0 | 0 | 0 | 0 | 0 | 0 | 0 | 0 | 0
593 | Industry | Other Minerals | Non-ETS |  |  | Industrial Solid Fuels Other Kiln | Solid Fuels | 0 | 0 | 0 | 1 | 1 | 0 | 0 | 0 | 0 | 0 | 0 | 0 | 0 | 0 | 0 | 0 | 0 | 0 | 0 | 0 | 0 | 0 | 0 | 0 | 0 | 0 | 0 | 0 | 0 | 0 | 0 | 0 | 0 | 0 | 0 | 0 | 0 | 0 | 0 | 0 | 0 | 0 | 0 | 0 | 0 | 0 | 0 | 0 | 0 | 0 | 0 | 1 | 0 | 0 | 0 | 0 | 0 | 0 | 0 | 0 | 0 | 0 | 0 | 0 | 0 | 0 | 0
594 | Industry | Other Minerals | Non-ETS |  |  | Industrial Solid Fuels Boiler | Solid Fuels | 0 | 0 | 0 | 0 | 0 | 1 | 1 | 1 | 0 | 0.125 | 0 | 0 | 0 | 0 | 0 | 0 | 0 | 0 | 0 | 0 | 0 | 0 | 0 | 0 | 0 | 0 | 0 | 0 | 0 | 0 | 0 | 0 | 0 | 0 | 0 | 0 | 0 | 0 | 0 | 0 | 0 | 0 | 0 | 0 | 0 | 0 | 1 | 0 | 0 | 0 | 0 | 0 | 0 | 0 | 0 | 0 | 0 | 0 | 0 | 0 | 0 | 0 | 0 | 0 | 0 | 0 | 0
595 | Industry | Other Minerals | Non-ETS |  |  | Industrial Solid Fuels Dryer | Solid Fuels | 0 | 0 | 0 | 0 | 0 | 0 | 0 | 0 | 0 | 0 | 0 | 0 | 0 | 0 | 0 | 0 | 0 | 1 | 1 | 0 | 0 | 0 | 0 | 0 | 0 | 0 | 0 | 0 | 0 | 0 | 0 | 0 | 0 | 0 | 0 | 0 | 0 | 0 | 0 | 0 | 0 | 0 | 0 | 0 | 0 | 0 | 0 | 0 | 0 | 0 | 1 | 0 | 0 | 0 | 0 | 0 | 0 | 0 | 0 | 0 | 0 | 0 | 0 | 0 | 0 | 0 | 0
596 | Industry | Food and Drink | Non-ETS |  |  | Industrial Solid Fuels Boiler | Solid Fuels | 0 | 0 | 0 | 0 | 0 | 1 | 1 | 1 | 0.3 | 0.125 | 0 | 0 | 0 | 0 | 0 | 0 | 0 | 0 | 0 | 0 | 0 | 0 | 0 | 0 | 0 | 0 | 0 | 0 | 0 | 0 | 0 | 0 | 0 | 0 | 0 | 0 | 0 | 0 | 0 | 0 | 0 | 0 | 0 | 0 | 0 | 0 | 1 | 0 | 0 | 0 | 0 | 0 | 0 | 0 | 0 | 0 | 0 | 0 | 0 | 0 | 0 | 0 | 0 | 0 | 0 | 0 | 0
597 | Industry | Food and Drink | Non-ETS |  |  | Industrial Solid Fuels CHP | Solid Fuels | 0 | 0 | 0 | 0 | 0 | 0 | 0 | 0 | 0 | 0 | 1 | 1 | 1 | 0 | 0 | 0 | 0 | 0 | 0 | 0 | 0 | 0 | 0 | 0 | 0 | 0 | 0 | 0 | 0 | 0 | 0 | 0 | 0 | 0 | 0 | 0 | 0 | 0 | 0 | 0 | 0 | 0 | 0 | 0 | 0 | 0 | 0 | 1 | 0 | 0 | 0 | 0 | 0 | 0 | 0 | 0 | 0 | 0 | 0 | 0 | 0 | 0 | 0 | 0 | 0 | 0 | 0
598 | Industry | Food and Drink | Non-ETS |  |  | Industrial Solid Fuels Oven | Solid Fuels | 0 | 0 | 0 | 0 | 0 | 0 | 0 | 0 | 0 | 0 | 0 | 0 | 0 | 1 | 1 | 0 | 0 | 0 | 0 | 0 | 0 | 0 | 0 | 0 | 0 | 0 | 0 | 0 | 0 | 0 | 0 | 0 | 0 | 0 | 0 | 0 | 0 | 0 | 0 | 0 | 0 | 0 | 0 | 0 | 0 | 0 | 0 | 0 | 0 | 0 | 0 | 0 | 1 | 0 | 0 | 0 | 0 | 0 | 0 | 0 | 0 | 0 | 0 | 0 | 0 | 0 | 0
599 | Industry | Food and Drink | Non-ETS |  |  | Industrial Solid Fuels Dryer | Solid Fuels | 0 | 0 | 0 | 0 | 0 | 0 | 0 | 0 | 0 | 0 | 0 | 0 | 0 | 0 | 0 | 0 | 0 | 1 | 1 | 0 | 0 | 0 | 0 | 0 | 0 | 0 | 0 | 0 | 0 | 0 | 0 | 0 | 0 | 0 | 0 | 0 | 0 | 0 | 0 | 0 | 0 | 0 | 0 | 0 | 0 | 0 | 0 | 0 | 0 | 0 | 1 | 0 | 0 | 0 | 0 | 0 | 0 | 0 | 0 | 0 | 0 | 0 | 0 | 0 | 0 | 0 | 0
600 | Industry | Lime | Non-ETS |  |  | Industrial Solid Fuels Cement/Lime Kiln | Solid Fuels | 0 | 1 | 1 | 0 | 0 | 0 | 0 | 0 | 0 | 0 | 0 | 0 | 0 | 0 | 0 | 0 | 0 | 0 | 0 | 0 | 0 | 0 | 0 | 0 | 0 | 0 | 0 | 0 | 0 | 0 | 0 | 0 | 0 | 0 | 0 | 0 | 0 | 0 | 0 | 0 | 0 | 0 | 0 | 0 | 0 | 0 | 0 | 0 | 0 | 1 | 0 | 0 | 0 | 0 | 0 | 0 | 0 | 0 | 0 | 0 | 0 | 0 | 0 | 0 | 0 | 0 | 0
601 | Industry | Lime | Non-ETS |  |  | Industrial Solid Fuels Other Kiln | Solid Fuels | 0 | 0 | 0 | 1 | 1 | 0 | 0 | 0 | 0 | 0 | 0 | 0 | 0 | 0 | 0 | 0 | 0 | 0 | 0 | 0 | 0 | 0 | 0 | 0 | 0 | 0 | 0 | 0 | 0 | 0 | 0 | 0 | 0 | 0 | 0 | 0 | 0 | 0 | 0 | 0 | 0 | 0 | 0 | 0 | 0 | 0 | 0 | 0 | 0 | 0 | 0 | 1 | 0 | 0 | 0 | 0 | 0 | 0 | 0 | 0 | 0 | 0 | 0 | 0 | 0 | 0 | 0
602 | Industry | Lime | Non-ETS |  |  | Industrial Solid Fuels Furnace | Solid Fuels | 0 | 0 | 0 | 0 | 0 | 0 | 0 | 0 | 0 | 0 | 0 | 0 | 0 | 0 | 0 | 1 | 0 | 0 | 0 | 0 | 0 | 0 | 0 | 0 | 0 | 0 | 0 | 0 | 0 | 0 | 0 | 0 | 0 | 0 | 0 | 0 | 0 | 0 | 0 | 0 | 0 | 0 | 0 | 0 | 0 | 0 | 0 | 0 | 1 | 0 | 0 | 0 | 0 | 0 | 0 | 0 | 0 | 0 | 0 | 0 | 0 | 0 | 0 | 0 | 0 | 0 | 0
603 | Industry | Lime | Non-ETS |  |  | Industrial Solid Fuels Dryer | Solid Fuels | 0 | 0 | 0 | 0 | 0 | 0 | 0 | 0 | 0 | 0 | 0 | 0 | 0 | 0 | 0 | 0 | 0 | 1 | 1 | 0 | 0 | 0 | 0 | 0 | 0 | 0 | 0 | 0 | 0 | 0 | 0 | 0 | 0 | 0 | 0 | 0 | 0 | 0 | 0 | 0 | 0 | 0 | 0 | 0 | 0 | 0 | 0 | 0 | 0 | 0 | 1 | 0 | 0 | 0 | 0 | 0 | 0 | 0 | 0 | 0 | 0 | 0 | 0 | 0 | 0 | 0 | 0
604 | Industry | Other Industry | Non-ETS |  |  | Industrial Solid Fuels Other Kiln | Solid Fuels | 0 | 0 | 0 | 1 | 1 | 0 | 0 | 0 | 0 | 0 | 0 | 0 | 0 | 0 | 0 | 0 | 0 | 0 | 0 | 0 | 0 | 0 | 0 | 0 | 0 | 0 | 0 | 0 | 0 | 0 | 0 | 0 | 0 | 0 | 0 | 0 | 0 | 0 | 0 | 0 | 0 | 0 | 0 | 0 | 0 | 0 | 0 | 0 | 0 | 0 | 0 | 1 | 0 | 0 | 0 | 0 | 0 | 0 | 0 | 0 | 0 | 0 | 0 | 0 | 0 | 0 | 0
605 | Industry | Other Industry | Non-ETS |  |  | Industrial Solid Fuels Boiler | Solid Fuels | 0 | 0 | 0 | 0 | 0 | 1 | 1 | 1 | 0.4 | 0.125 | 0 | 0 | 0 | 0 | 0 | 0 | 0 | 0 | 0 | 0 | 0 | 0 | 0 | 0 | 0 | 0 | 0 | 0 | 0 | 0 | 0 | 0 | 0 | 0 | 0 | 0 | 0 | 0 | 0 | 0 | 0 | 0 | 0 | 0 | 0 | 0 | 1 | 0 | 0 | 0 | 0 | 0 | 0 | 0 | 0 | 0 | 0 | 0 | 0 | 0 | 0 | 0 | 0 | 0 | 0 | 0 | 0
606 | Industry | Other Industry | Non-ETS |  |  | Industrial Solid Fuels CHP | Solid Fuels | 0 | 0 | 0 | 0 | 0 | 0 | 0 | 0 | 0 | 0 | 1 | 1 | 1 | 0 | 0 | 0 | 0 | 0 | 0 | 0 | 0 | 0 | 0 | 0 | 0 | 0 | 0 | 0 | 0 | 0 | 0 | 0 | 0 | 0 | 0 | 0 | 0 | 0 | 0 | 0 | 0 | 0 | 0 | 0 | 0 | 0 | 0 | 1 | 0 | 0 | 0 | 0 | 0 | 0 | 0 | 0 | 0 | 0 | 0 | 0 | 0 | 0 | 0 | 0 | 0 | 0 | 0
607 | Industry | Other Industry | Non-ETS |  |  | Industrial Solid Fuels Oven | Solid Fuels | 0 | 0 | 0 | 0 | 0 | 0 | 0 | 0 | 0 | 0 | 0 | 0 | 0 | 1 | 1 | 0 | 0 | 0 | 0 | 0 | 0 | 0 | 0 | 0 | 0 | 0 | 0 | 0 | 0 | 0 | 0 | 0 | 0 | 0 | 0 | 0 | 0 | 0 | 0 | 0 | 0 | 0 | 0 | 0 | 0 | 0 | 0 | 0 | 0 | 0 | 0 | 0 | 1 | 0 | 0 | 0 | 0 | 0 | 0 | 0 | 0 | 0 | 0 | 0 | 0 | 0 | 0
608 | Industry | Other Industry | Non-ETS |  |  | Industrial Solid Fuels Furnace | Solid Fuels | 0 | 0 | 0 | 0 | 0 | 0 | 0 | 0 | 0 | 0 | 0 | 0 | 0 | 0 | 0 | 1 | 0 | 0 | 0 | 0 | 0 | 0 | 0 | 0 | 0 | 0 | 0 | 0 | 0 | 0 | 0 | 0 | 0 | 0 | 0 | 0 | 0 | 0 | 0 | 0 | 0 | 0 | 0 | 0 | 0 | 0 | 0 | 0 | 1 | 0 | 0 | 0 | 0 | 0 | 0 | 0 | 0 | 0 | 0 | 0 | 0 | 0 | 0 | 0 | 0 | 0 | 0
609 | Industry | Other Industry | Non-ETS |  |  | Industrial Solid Fuels Dryer | Solid Fuels | 0 | 0 | 0 | 0 | 0 | 0 | 0 | 0 | 0 | 0 | 0 | 0 | 0 | 0 | 0 | 0 | 0 | 1 | 1 | 0 | 0 | 0 | 0 | 0 | 0 | 0 | 0 | 0 | 0 | 0 | 0 | 0 | 0 | 0 | 0 | 0 | 0 | 0 | 0 | 0 | 0 | 0 | 0 | 0 | 0 | 0 | 0 | 0 | 0 | 0 | 1 | 0 | 0 | 0 | 0 | 0 | 0 | 0 | 0 | 0 | 0 | 0 | 0 | 0 | 0 | 0 | 0
610 | Industry | Chemicals | Non-ETS |  |  | Industrial Solid Fuels Boiler | Solid Fuels | 17.6655 | 0 | 0 | 0 | 0 | 1 | 1 | 1 | 0.2 | 0.125 | 0 | 0 | 0 | 0 | 0 | 0 | 0 | 0 | 0 | 0 | 0 | 0 | 0 | 0 | 0 | 0 | 0 | 0 | 0 | 0 | 0 | 0 | 0 | 0 | 0 | 0 | 0 | 0 | 0 | 0 | 0 | 0 | 0 | 0 | 0 | 0 | 1 | 0 | 0 | 0 | 0 | 0 | 0 | 0 | 0 | 0 | 0 | 0 | 0 | 0 | 0 | 0 | 0 | 0 | 0 | 0 | 0
611 | Industry | Chemicals | Non-ETS |  |  | Industrial Solid Fuels CHP | Solid Fuels | 17.6655 | 0 | 0 | 0 | 0 | 0 | 0 | 0 | 0 | 0 | 1 | 1 | 1 | 0 | 0 | 0 | 0 | 0 | 0 | 0 | 0 | 0 | 0 | 0 | 0 | 0 | 0 | 0 | 0 | 0 | 0 | 0 | 0 | 0 | 0 | 0 | 0 | 0 | 0 | 0 | 0 | 0 | 0 | 0 | 0 | 0 | 0 | 1 | 0 | 0 | 0 | 0 | 0 | 0 | 0 | 0 | 0 | 0 | 0 | 0 | 0 | 0 | 0 | 0 | 0 | 0 | 0
612 | Industry | Chemicals | Non-ETS |  |  | Industrial Solid Fuels Oven | Solid Fuels | 17.6655 | 0 | 0 | 0 | 0 | 0 | 0 | 0 | 0 | 0 | 0 | 0 | 0 | 1 | 1 | 0 | 0 | 0 | 0 | 0 | 0 | 0 | 0 | 0 | 0 | 0 | 0 | 0 | 0 | 0 | 0 | 0 | 0 | 0 | 0 | 0 | 0 | 0 | 0 | 0 | 0 | 0 | 0 | 0 | 0 | 0 | 0 | 0 | 0 | 0 | 0 | 0 | 1 | 0 | 0 | 0 | 0 | 0 | 0 | 0 | 0 | 0 | 0 | 0 | 0 | 0 | 0
613 | Industry | Chemicals | Non-ETS |  |  | Industrial Solid Fuels Furnace | Solid Fuels | 0 | 0 | 0 | 0 | 0 | 0 | 0 | 0 | 0 | 0 | 0 | 0 | 0 | 0 | 0 | 1 | 0 | 0 | 0 | 0 | 0 | 0 | 0 | 0 | 0 | 0 | 0 | 0 | 0 | 0 | 0 | 0 | 0 | 0 | 0 | 0 | 0 | 0 | 0 | 0 | 0 | 0 | 0 | 0 | 0 | 0 | 0 | 0 | 1 | 0 | 0 | 0 | 0 | 0 | 0 | 0 | 0 | 0 | 0 | 0 | 0 | 0 | 0 | 0 | 0 | 0 | 0
614 | Industry | Chemicals | Non-ETS |  |  | Industrial Solid Fuels Dryer | Solid Fuels | 17.6655 | 0 | 0 | 0 | 0 | 0 | 0 | 0 | 0 | 0 | 0 | 0 | 0 | 0 | 0 | 0 | 0 | 1 | 1 | 0 | 0 | 0 | 0 | 0 | 0 | 0 | 0 | 0 | 0 | 0 | 0 | 0 | 0 | 0 | 0 | 0 | 0 | 0 | 0 | 0 | 0 | 0 | 0 | 0 | 0 | 0 | 0 | 0 | 0 | 0 | 1 | 0 | 0 | 0 | 0 | 0 | 0 | 0 | 0 | 0 | 0 | 0 | 0 | 0 | 0 | 0 | 0
615 | Industry | Metals | Non-ETS |  |  | Industrial Oil Boiler | Oil | 106.4455 | 0 | 0 | 0 | 0 | 0.34957 | 1 | 1 | 0 | 0.125 | 0 | 0 | 0 | 0 | 0 | 0 | 0 | 0 | 0 | 0 | 0 | 0 | 0 | 0 | 0 | 0 | 0 | 0 | 0 | 0 | 0 | 0 | 0 | 0 | 0 | 0 | 0 | 0 | 0 | 0 | 0 | 0 | 0 | 0 | 0 | 0 | 0 | 0 | 0 | 0 | 0 | 0 | 0 | 1 | 0 | 0 | 0 | 0 | 0 | 0 | 0 | 0 | 0 | 0 | 0 | 0 | 0
616 | Industry | Metals | Non-ETS |  |  | Industrial Oil CHP | Oil | 0 | 0 | 0 | 0 | 0 | 0 | 0 | 0 | 0 | 0 | 0.34957 | 1 | 1 | 0 | 0 | 0 | 0 | 0 | 0 | 0 | 0 | 0 | 0 | 0 | 0 | 0 | 0 | 0 | 0 | 0 | 0 | 0 | 0 | 0 | 0 | 0 | 0 | 0 | 0 | 0 | 0 | 0 | 0 | 0 | 0 | 0 | 0 | 0 | 0 | 0 | 0 | 0 | 0 | 0 | 1 | 0 | 0 | 0 | 0 | 0 | 0 | 0 | 0 | 0 | 0 | 0 | 0
617 | Industry | Metals | Non-ETS |  |  | Industrial Oil Furnace | Oil | 106.4455 | 0 | 0 | 0 | 0 | 0 | 0 | 0 | 0 | 0 | 0 | 0 | 0 | 0 | 0 | 0.34957 | 0 | 0 | 0 | 0 | 0 | 0 | 0 | 0 | 0 | 0 | 0 | 0 | 0 | 0 | 0 | 0 | 0 | 0 | 0 | 0 | 0 | 0 | 0 | 0 | 0 | 0 | 0 | 0 | 0 | 0 | 0 | 0 | 0 | 0 | 0 | 0 | 0 | 0 | 0 | 1 | 0 | 0 | 0 | 0 | 0 | 0 | 0 | 0 | 0 | 0 | 0
618 | Industry | Cement | Non-ETS |  |  | Industrial Oil Cement/Lime Kiln | Oil | 0 | 1 | 0 | 0 | 0 | 0 | 0 | 0 | 0 | 0 | 0 | 0 | 0 | 0 | 0 | 0 | 0 | 0 | 0 | 0 | 0 | 0 | 0 | 0 | 0 | 0 | 0 | 0 | 0 | 0 | 0 | 0 | 0 | 0 | 0 | 0 | 0 | 0 | 0 | 0 | 0 | 0 | 0 | 0 | 0 | 0 | 0 | 0 | 0 | 0 | 0 | 0 | 0 | 0 | 0 | 0 | 1 | 0 | 0 | 0 | 0 | 0 | 0 | 0 | 0 | 0 | 0
619 | Industry | Cement | Non-ETS |  |  | Industrial Oil Furnace | Oil | 0 | 0 | 0 | 0 | 0 | 0 | 0 | 0 | 0 | 0 | 0 | 0 | 0 | 0 | 0 | 0.34957 | 0 | 0 | 0 | 0 | 0 | 0 | 0 | 0 | 0 | 0 | 0 | 0 | 0 | 0 | 0 | 0 | 0 | 0 | 0 | 0 | 0 | 0 | 0 | 0 | 0 | 0 | 0 | 0 | 0 | 0 | 0 | 0 | 0 | 0 | 0 | 0 | 0 | 0 | 0 | 1 | 0 | 0 | 0 | 0 | 0 | 0 | 0 | 0 | 0 | 0 | 0
620 | Industry | Cement | Non-ETS |  |  | Industrial Oil Dryer | Oil | 0 | 0 | 0 | 0 | 0 | 0 | 0 | 0 | 0 | 0 | 0 | 0 | 0 | 0 | 0 | 0 | 0 | 0.34957 | 1 | 0 | 0 | 0 | 0 | 0 | 0 | 0 | 0 | 0 | 0 | 0 | 0 | 0 | 0 | 0 | 0 | 0 | 0 | 0 | 0 | 0 | 0 | 0 | 0 | 0 | 0 | 0 | 0 | 0 | 0 | 0 | 0 | 0 | 0 | 0 | 0 | 0 | 0 | 1 | 0 | 0 | 0 | 0 | 0 | 0 | 0 | 0 | 0
621 | Industry | Refining | Non-ETS |  |  | Industrial Oil Boiler | Oil | 0 | 0 | 0 | 0 | 0 | 0.34957 | 1 | 1 | 0 | 0.125 | 0 | 0 | 0 | 0 | 0 | 0 | 0 | 0 | 0 | 0 | 0 | 0 | 0 | 0 | 0 | 0 | 0 | 0 | 0 | 0 | 0 | 0 | 0 | 0 | 0 | 0 | 0 | 0 | 0 | 0 | 0 | 0 | 0 | 0 | 0 | 0 | 0 | 0 | 0 | 0 | 0 | 0 | 0 | 1 | 0 | 0 | 0 | 0 | 0 | 0 | 0 | 0 | 0 | 0 | 0 | 0 | 0
622 | Industry | Refining | Non-ETS |  |  | Industrial Oil CHP | Oil | 0 | 0 | 0 | 0 | 0 | 0 | 0 | 0 | 0 | 0 | 0.34957 | 1 | 1 | 0 | 0 | 0 | 0 | 0 | 0 | 0 | 0 | 0 | 0 | 0 | 0 | 0 | 0 | 0 | 0 | 0 | 0 | 0 | 0 | 0 | 0 | 0 | 0 | 0 | 0 | 0 | 0 | 0 | 0 | 0 | 0 | 0 | 0 | 0 | 0 | 0 | 0 | 0 | 0 | 0 | 1 | 0 | 0 | 0 | 0 | 0 | 0 | 0 | 0 | 0 | 0 | 0 | 0
623 | Industry | Refining | Non-ETS |  |  | Industrial Oil Furnace | Oil | 0 | 0 | 0 | 0 | 0 | 0 | 0 | 0 | 0 | 0 | 0 | 0 | 0 | 0 | 0 | 0.34957 | 0 | 0 | 0 | 0 | 0 | 0 | 0 | 0 | 0 | 0 | 0 | 0 | 0 | 0 | 0 | 0 | 0 | 0 | 0 | 0 | 0 | 0 | 0 | 0 | 0 | 0 | 0 | 0 | 0 | 0 | 0 | 0 | 0 | 0 | 0 | 0 | 0 | 0 | 0 | 1 | 0 | 0 | 0 | 0 | 0 | 0 | 0 | 0 | 0 | 0 | 0
624 | Industry | Wood Products | Non-ETS |  |  | Industrial Oil Boiler | Oil | 11.0886 | 0 | 0 | 0 | 0 | 0.34957 | 1 | 1 | 0 | 0.125 | 0 | 0 | 0 | 0 | 0 | 0 | 0 | 0 | 0 | 0 | 0 | 0 | 0 | 0 | 0 | 0 | 0 | 0 | 0 | 0 | 0 | 0 | 0 | 0 | 0 | 0 | 0 | 0 | 0 | 0 | 0 | 0 | 0 | 0 | 0 | 0 | 0 | 0 | 0 | 0 | 0 | 0 | 0 | 1 | 0 | 0 | 0 | 0 | 0 | 0 | 0 | 0 | 0 | 0 | 0 | 0 | 0
625 | Industry | Wood Products | Non-ETS |  |  | Industrial Oil Dryer | Oil | 11.0886 | 0 | 0 | 0 | 0 | 0 | 0 | 0 | 0 | 0 | 0 | 0 | 0 | 0 | 0 | 0 | 0 | 0.34957 | 1 | 0 | 0 | 0 | 0 | 0 | 0 | 0 | 0 | 0 | 0 | 0 | 0 | 0 | 0 | 0 | 0 | 0 | 0 | 0 | 0 | 0 | 0 | 0 | 0 | 0 | 0 | 0 | 0 | 0 | 0 | 0 | 0 | 0 | 0 | 0 | 0 | 0 | 0 | 1 | 0 | 0 | 0 | 0 | 0 | 0 | 0 | 0 | 0
626 | Industry | Other Minerals | Non-ETS |  |  | Industrial Oil Other Kiln | Oil | 327.9392 | 0 | 0 | 0.34957 | 1 | 0 | 0 | 0 | 0 | 0 | 0 | 0 | 0 | 0 | 0 | 0 | 0 | 0 | 0 | 0 | 0 | 0 | 0 | 0 | 0 | 0 | 0 | 0 | 0 | 0 | 0 | 0 | 0 | 0 | 0 | 0 | 0 | 0 | 0 | 0 | 0 | 0 | 0 | 0 | 0 | 0 | 0 | 0 | 0 | 0 | 0 | 0 | 0 | 0 | 0 | 0 | 0 | 0 | 1 | 0 | 0 | 0 | 0 | 0 | 0 | 0 | 0
627 | Industry | Other Minerals | Non-ETS |  |  | Industrial Oil Boiler | Oil | 327.9392 | 0 | 0 | 0 | 0 | 0.34957 | 1 | 1 | 0 | 0.125 | 0 | 0 | 0 | 0 | 0 | 0 | 0 | 0 | 0 | 0 | 0 | 0 | 0 | 0 | 0 | 0 | 0 | 0 | 0 | 0 | 0 | 0 | 0 | 0 | 0 | 0 | 0 | 0 | 0 | 0 | 0 | 0 | 0 | 0 | 0 | 0 | 0 | 0 | 0 | 0 | 0 | 0 | 0 | 1 | 0 | 0 | 0 | 0 | 0 | 0 | 0 | 0 | 0 | 0 | 0 | 0 | 0
628 | Industry | Other Minerals | Non-ETS |  |  | Industrial Oil Dryer | Oil | 327.9392 | 0 | 0 | 0 | 0 | 0 | 0 | 0 | 0 | 0 | 0 | 0 | 0 | 0 | 0 | 0 | 0 | 0.34957 | 1 | 0 | 0 | 0 | 0 | 0 | 0 | 0 | 0 | 0 | 0 | 0 | 0 | 0 | 0 | 0 | 0 | 0 | 0 | 0 | 0 | 0 | 0 | 0 | 0 | 0 | 0 | 0 | 0 | 0 | 0 | 0 | 0 | 0 | 0 | 0 | 0 | 0 | 0 | 1 | 0 | 0 | 0 | 0 | 0 | 0 | 0 | 0 | 0
629 | Industry | Food and Drink | Non-ETS |  |  | Industrial Oil Boiler | Oil | 421.6226 | 0 | 0 | 0 | 0 | 0.34957 | 1 | 1 | 0.3 | 0.125 | 0 | 0 | 0 | 0 | 0 | 0 | 0 | 0 | 0 | 0 | 0 | 0 | 0 | 0 | 0 | 0 | 0 | 0 | 0 | 0 | 0 | 0 | 0 | 0 | 0 | 0 | 0 | 0 | 0 | 0 | 0 | 0 | 0 | 0 | 0 | 0 | 0 | 0 | 0 | 0 | 0 | 0 | 0 | 1 | 0 | 0 | 0 | 0 | 0 | 0 | 0 | 0 | 0 | 0 | 0 | 0 | 0
630 | Industry | Food and Drink | Non-ETS |  |  | Industrial Oil CHP | Oil | 421.6226 | 0 | 0 | 0 | 0 | 0 | 0 | 0 | 0 | 0 | 0.34957 | 1 | 1 | 0 | 0 | 0 | 0 | 0 | 0 | 0 | 0 | 0 | 0 | 0 | 0 | 0 | 0 | 0 | 0 | 0 | 0 | 0 | 0 | 0 | 0 | 0 | 0 | 0 | 0 | 0 | 0 | 0 | 0 | 0 | 0 | 0 | 0 | 0 | 0 | 0 | 0 | 0 | 0 | 0 | 1 | 0 | 0 | 0 | 0 | 0 | 0 | 0 | 0 | 0 | 0 | 0 | 0
631 | Industry | Food and Drink | Non-ETS |  |  | Industrial Oil Oven | Oil | 421.6226 | 0 | 0 | 0 | 0 | 0 | 0 | 0 | 0 | 0 | 0 | 0 | 0 | 0.34957 | 1 | 0 | 0 | 0 | 0 | 0 | 0 | 0 | 0 | 0 | 0 | 0 | 0 | 0 | 0 | 0 | 0 | 0 | 0 | 0 | 0 | 0 | 0 | 0 | 0 | 0 | 0 | 0 | 0 | 0 | 0 | 0 | 0 | 0 | 0 | 0 | 0 | 0 | 0 | 0 | 0 | 0 | 0 | 0 | 0 | 1 | 0 | 0 | 0 | 0 | 0 | 0 | 0
632 | Industry | Food and Drink | Non-ETS |  |  | Industrial Oil Dryer | Oil | 421.6226 | 0 | 0 | 0 | 0 | 0 | 0 | 0 | 0 | 0 | 0 | 0 | 0 | 0 | 0 | 0 | 0 | 0.34957 | 1 | 0 | 0 | 0 | 0 | 0 | 0 | 0 | 0 | 0 | 0 | 0 | 0 | 0 | 0 | 0 | 0 | 0 | 0 | 0 | 0 | 0 | 0 | 0 | 0 | 0 | 0 | 0 | 0 | 0 | 0 | 0 | 0 | 0 | 0 | 0 | 0 | 0 | 0 | 1 | 0 | 0 | 0 | 0 | 0 | 0 | 0 | 0 | 0
633 | Industry | Lime | Non-ETS |  |  | Industrial Oil Cement/Lime Kiln | Oil | 0 | 1 | 0.34957 | 0 | 0 | 0 | 0 | 0 | 0 | 0 | 0 | 0 | 0 | 0 | 0 | 0 | 0 | 0 | 0 | 0 | 0 | 0 | 0 | 0 | 0 | 0 | 0 | 0 | 0 | 0 | 0 | 0 | 0 | 0 | 0 | 0 | 0 | 0 | 0 | 0 | 0 | 0 | 0 | 0 | 0 | 0 | 0 | 0 | 0 | 0 | 0 | 0 | 0 | 0 | 0 | 0 | 1 | 0 | 0 | 0 | 0 | 0 | 0 | 0 | 0 | 0 | 0
634 | Industry | Lime | Non-ETS |  |  | Industrial Oil Other Kiln | Oil | 0 | 0 | 0 | 0.34957 | 1 | 0 | 0 | 0 | 0 | 0 | 0 | 0 | 0 | 0 | 0 | 0 | 0 | 0 | 0 | 0 | 0 | 0 | 0 | 0 | 0 | 0 | 0 | 0 | 0 | 0 | 0 | 0 | 0 | 0 | 0 | 0 | 0 | 0 | 0 | 0 | 0 | 0 | 0 | 0 | 0 | 0 | 0 | 0 | 0 | 0 | 0 | 0 | 0 | 0 | 0 | 0 | 0 | 0 | 1 | 0 | 0 | 0 | 0 | 0 | 0 | 0 | 0
635 | Industry | Lime | Non-ETS |  |  | Industrial Oil Furnace | Oil | 0 | 0 | 0 | 0 | 0 | 0 | 0 | 0 | 0 | 0 | 0 | 0 | 0 | 0 | 0 | 0.34957 | 0 | 0 | 0 | 0 | 0 | 0 | 0 | 0 | 0 | 0 | 0 | 0 | 0 | 0 | 0 | 0 | 0 | 0 | 0 | 0 | 0 | 0 | 0 | 0 | 0 | 0 | 0 | 0 | 0 | 0 | 0 | 0 | 0 | 0 | 0 | 0 | 0 | 0 | 0 | 1 | 0 | 0 | 0 | 0 | 0 | 0 | 0 | 0 | 0 | 0 | 0
636 | Industry | Lime | Non-ETS |  |  | Industrial Oil Dryer | Oil | 0 | 0 | 0 | 0 | 0 | 0 | 0 | 0 | 0 | 0 | 0 | 0 | 0 | 0 | 0 | 0 | 0 | 0.34957 | 1 | 0 | 0 | 0 | 0 | 0 | 0 | 0 | 0 | 0 | 0 | 0 | 0 | 0 | 0 | 0 | 0 | 0 | 0 | 0 | 0 | 0 | 0 | 0 | 0 | 0 | 0 | 0 | 0 | 0 | 0 | 0 | 0 | 0 | 0 | 0 | 0 | 0 | 0 | 1 | 0 | 0 | 0 | 0 | 0 | 0 | 0 | 0 | 0
637 | Industry | Other Industry | Non-ETS |  |  | Industrial Oil Other Kiln | Oil | 0 | 0 | 0 | 0.34957 | 1 | 0 | 0 | 0 | 0 | 0 | 0 | 0 | 0 | 0 | 0 | 0 | 0 | 0 | 0 | 0 | 0 | 0 | 0 | 0 | 0 | 0 | 0 | 0 | 0 | 0 | 0 | 0 | 0 | 0 | 0 | 0 | 0 | 0 | 0 | 0 | 0 | 0 | 0 | 0 | 0 | 0 | 0 | 0 | 0 | 0 | 0 | 0 | 0 | 0 | 0 | 0 | 0 | 0 | 1 | 0 | 0 | 0 | 0 | 0 | 0 | 0 | 0
638 | Industry | Other Industry | Non-ETS |  |  | Industrial Oil Boiler | Oil | 678.1819 | 0 | 0 | 0 | 0 | 0.34957 | 1 | 1 | 0.4 | 0.125 | 0 | 0 | 0 | 0 | 0 | 0 | 0 | 0 | 0 | 0 | 0 | 0 | 0 | 0 | 0 | 0 | 0 | 0 | 0 | 0 | 0 | 0 | 0 | 0 | 0 | 0 | 0 | 0 | 0 | 0 | 0 | 0 | 0 | 0 | 0 | 0 | 0 | 0 | 0 | 0 | 0 | 0 | 0 | 1 | 0 | 0 | 0 | 0 | 0 | 0 | 0 | 0 | 0 | 0 | 0 | 0 | 0
639 | Industry | Other Industry | Non-ETS |  |  | Industrial Oil CHP | Oil | 678.1819 | 0 | 0 | 0 | 0 | 0 | 0 | 0 | 0 | 0 | 0.34957 | 1 | 1 | 0 | 0 | 0 | 0 | 0 | 0 | 0 | 0 | 0 | 0 | 0 | 0 | 0 | 0 | 0 | 0 | 0 | 0 | 0 | 0 | 0 | 0 | 0 | 0 | 0 | 0 | 0 | 0 | 0 | 0 | 0 | 0 | 0 | 0 | 0 | 0 | 0 | 0 | 0 | 0 | 0 | 1 | 0 | 0 | 0 | 0 | 0 | 0 | 0 | 0 | 0 | 0 | 0 | 0
640 | Industry | Other Industry | Non-ETS |  |  | Industrial Oil Oven | Oil | 678.1819 | 0 | 0 | 0 | 0 | 0 | 0 | 0 | 0 | 0 | 0 | 0 | 0 | 0.34957 | 1 | 0 | 0 | 0 | 0 | 0 | 0 | 0 | 0 | 0 | 0 | 0 | 0 | 0 | 0 | 0 | 0 | 0 | 0 | 0 | 0 | 0 | 0 | 0 | 0 | 0 | 0 | 0 | 0 | 0 | 0 | 0 | 0 | 0 | 0 | 0 | 0 | 0 | 0 | 0 | 0 | 0 | 0 | 0 | 0 | 1 | 0 | 0 | 0 | 0 | 0 | 0 | 0
641 | Industry | Other Industry | Non-ETS |  |  | Industrial Oil Furnace | Oil | 678.1819 | 0 | 0 | 0 | 0 | 0 | 0 | 0 | 0 | 0 | 0 | 0 | 0 | 0 | 0 | 0.34957 | 0 | 0 | 0 | 0 | 0 | 0 | 0 | 0 | 0 | 0 | 0 | 0 | 0 | 0 | 0 | 0 | 0 | 0 | 0 | 0 | 0 | 0 | 0 | 0 | 0 | 0 | 0 | 0 | 0 | 0 | 0 | 0 | 0 | 0 | 0 | 0 | 0 | 0 | 0 | 1 | 0 | 0 | 0 | 0 | 0 | 0 | 0 | 0 | 0 | 0 | 0
642 | Industry | Other Industry | Non-ETS |  |  | Industrial Oil Dryer | Oil | 678.1819 | 0 | 0 | 0 | 0 | 0 | 0 | 0 | 0 | 0 | 0 | 0 | 0 | 0 | 0 | 0 | 0 | 0.34957 | 1 | 0 | 0 | 0 | 0 | 0 | 0 | 0 | 0 | 0 | 0 | 0 | 0 | 0 | 0 | 0 | 0 | 0 | 0 | 0 | 0 | 0 | 0 | 0 | 0 | 0 | 0 | 0 | 0 | 0 | 0 | 0 | 0 | 0 | 0 | 0 | 0 | 0 | 0 | 1 | 0 | 0 | 0 | 0 | 0 | 0 | 0 | 0 | 0
643 | Industry | Chemicals | Non-ETS |  |  | Industrial Oil Boiler | Oil | 19.1568 | 0 | 0 | 0 | 0 | 0.34957 | 1 | 1 | 0.2 | 0.125 | 0 | 0 | 0 | 0 | 0 | 0 | 0 | 0 | 0 | 0 | 0 | 0 | 0 | 0 | 0 | 0 | 0 | 0 | 0 | 0 | 0 | 0 | 0 | 0 | 0 | 0 | 0 | 0 | 0 | 0 | 0 | 0 | 0 | 0 | 0 | 0 | 0 | 0 | 0 | 0 | 0 | 0 | 0 | 1 | 0 | 0 | 0 | 0 | 0 | 0 | 0 | 0 | 0 | 0 | 0 | 0 | 0
644 | Industry | Chemicals | Non-ETS |  |  | Industrial Oil CHP | Oil | 19.1568 | 0 | 0 | 0 | 0 | 0 | 0 | 0 | 0 | 0 | 0.34957 | 1 | 1 | 0 | 0 | 0 | 0 | 0 | 0 | 0 | 0 | 0 | 0 | 0 | 0 | 0 | 0 | 0 | 0 | 0 | 0 | 0 | 0 | 0 | 0 | 0 | 0 | 0 | 0 | 0 | 0 | 0 | 0 | 0 | 0 | 0 | 0 | 0 | 0 | 0 | 0 | 0 | 0 | 0 | 1 | 0 | 0 | 0 | 0 | 0 | 0 | 0 | 0 | 0 | 0 | 0 | 0
645 | Industry | Chemicals | Non-ETS |  |  | Industrial Oil Oven | Oil | 19.1568 | 0 | 0 | 0 | 0 | 0 | 0 | 0 | 0 | 0 | 0 | 0 | 0 | 0.34957 | 1 | 0 | 0 | 0 | 0 | 0 | 0 | 0 | 0 | 0 | 0 | 0 | 0 | 0 | 0 | 0 | 0 | 0 | 0 | 0 | 0 | 0 | 0 | 0 | 0 | 0 | 0 | 0 | 0 | 0 | 0 | 0 | 0 | 0 | 0 | 0 | 0 | 0 | 0 | 0 | 0 | 0 | 0 | 0 | 0 | 1 | 0 | 0 | 0 | 0 | 0 | 0 | 0
646 | Industry | Chemicals | Non-ETS |  |  | Industrial Oil Furnace | Oil | 0 | 0 | 0 | 0 | 0 | 0 | 0 | 0 | 0 | 0 | 0 | 0 | 0 | 0 | 0 | 0.34957 | 0 | 0 | 0 | 0 | 0 | 0 | 0 | 0 | 0 | 0 | 0 | 0 | 0 | 0 | 0 | 0 | 0 | 0 | 0 | 0 | 0 | 0 | 0 | 0 | 0 | 0 | 0 | 0 | 0 | 0 | 0 | 0 | 0 | 0 | 0 | 0 | 0 | 0 | 0 | 1 | 0 | 0 | 0 | 0 | 0 | 0 | 0 | 0 | 0 | 0 | 0
647 | Industry | Chemicals | Non-ETS |  |  | Industrial Oil Dryer | Oil | 19.1568 | 0 | 0 | 0 | 0 | 0 | 0 | 0 | 0 | 0 | 0 | 0 | 0 | 0 | 0 | 0 | 0 | 0.34957 | 1 | 0 | 0 | 0 | 0 | 0 | 0 | 0 | 0 | 0 | 0 | 0 | 0 | 0 | 0 | 0 | 0 | 0 | 0 | 0 | 0 | 0 | 0 | 0 | 0 | 0 | 0 | 0 | 0 | 0 | 0 | 0 | 0 | 0 | 0 | 0 | 0 | 0 | 0 | 1 | 0 | 0 | 0 | 0 | 0 | 0 | 0 | 0 | 0
648 | Industry | Metals | Non-ETS |  |  | Industrial Gas Boiler | Gas | 672.7034 | 0 | 0 | 0 | 0 | 1 | 1 | 1 | 0 | 0.125 | 0 | 0 | 0 | 0 | 0 | 0 | 0 | 0 | 0 | 1 | 0 | 0 | 0 | 0 | 1 | 0 | 0 | 0 | 0 | 0 | 0 | 0 | 0 | 0 | 0 | 0 | 0 | 0 | 0 | 0 | 0 | 0 | 0 | 0 | 0 | 0 | 0 | 0 | 0 | 0 | 0 | 0 | 0 | 0 | 0 | 0 | 0 | 0 | 0 | 0 | 1 | 0 | 0 | 0 | 0 | 0 | 0
649 | Industry | Metals | Non-ETS |  |  | Industrial Gas CHP | Gas | 0 | 0 | 0 | 0 | 0 | 0 | 0 | 0 | 0 | 0 | 1 | 1 | 1 | 0 | 0 | 0 | 0 | 0 | 0 | 0 | 1 | 0 | 0 | 0 | 1 | 0 | 0 | 0 | 0 | 0 | 0 | 0 | 0 | 0 | 0 | 0 | 0 | 0 | 0 | 0 | 0 | 0 | 0 | 0 | 0 | 0 | 0 | 0 | 0 | 0 | 0 | 0 | 0 | 0 | 0 | 0 | 0 | 0 | 0 | 0 | 0 | 1 | 0 | 0 | 0 | 0 | 0
650 | Industry | Metals | Non-ETS |  |  | Industrial Gas Furnace | Gas | 672.7034 | 0 | 0 | 0 | 0 | 0 | 0 | 0 | 0 | 0 | 0 | 0 | 0 | 0 | 0 | 1 | 0 | 0 | 0 | 0 | 0 | 0 | 1 | 0 | 1 | 0 | 0 | 0 | 0 | 0 | 0 | 0 | 0 | 0 | 0 | 0 | 0 | 0 | 0 | 0 | 0 | 0 | 0 | 0 | 0 | 0 | 0 | 0 | 0 | 0 | 0 | 0 | 0 | 0 | 0 | 0 | 0 | 0 | 0 | 0 | 0 | 0 | 1 | 0 | 0 | 0 | 0
651 | Industry | Cement | Non-ETS |  |  | Industrial Gas Cement/Lime Kiln | Gas | 0 | 1 | 0 | 0 | 0 | 0 | 0 | 0 | 0 | 0 | 0 | 0 | 0 | 0 | 0 | 0 | 0 | 0 | 0 | 0 | 0 | 0 | 0 | 0 | 1 | 0 | 0 | 0 | 0 | 0 | 0 | 0 | 0 | 0 | 0 | 0 | 0 | 0 | 0 | 0 | 0 | 0 | 0 | 0 | 0 | 0 | 0 | 0 | 0 | 0 | 0 | 0 | 0 | 0 | 0 | 0 | 0 | 0 | 0 | 0 | 0 | 0 | 0 | 1 | 0 | 0 | 0
652 | Industry | Cement | Non-ETS |  |  | Industrial Gas Furnace | Gas | 0 | 0 | 0 | 0 | 0 | 0 | 0 | 0 | 0 | 0 | 0 | 0 | 0 | 0 | 0 | 1 | 0 | 0 | 0 | 0 | 0 | 0 | 1 | 0 | 1 | 0 | 0 | 0 | 0 | 0 | 0 | 0 | 0 | 0 | 0 | 0 | 0 | 0 | 0 | 0 | 0 | 0 | 0 | 0 | 0 | 0 | 0 | 0 | 0 | 0 | 0 | 0 | 0 | 0 | 0 | 0 | 0 | 0 | 0 | 0 | 0 | 0 | 1 | 0 | 0 | 0 | 0
653 | Industry | Cement | Non-ETS |  |  | Industrial Gas Dryer | Gas | 0 | 0 | 0 | 0 | 0 | 0 | 0 | 0 | 0 | 0 | 0 | 0 | 0 | 0 | 0 | 0 | 0 | 1 | 1 | 0 | 0 | 0 | 0 | 1 | 1 | 0 | 0 | 0 | 0 | 0 | 0 | 0 | 0 | 0 | 0 | 0 | 0 | 0 | 0 | 0 | 0 | 0 | 0 | 0 | 0 | 0 | 0 | 0 | 0 | 0 | 0 | 0 | 0 | 0 | 0 | 0 | 0 | 0 | 0 | 0 | 0 | 0 | 0 | 0 | 1 | 0 | 0
654 | Industry | Refining | Non-ETS |  |  | Industrial Gas Boiler | Gas | 0 | 0 | 0 | 0 | 0 | 1 | 1 | 1 | 0 | 0.125 | 0 | 0 | 0 | 0 | 0 | 0 | 0 | 0 | 0 | 1 | 0 | 0 | 0 | 0 | 1 | 0 | 0 | 0 | 0 | 0 | 0 | 0 | 0 | 0 | 0 | 0 | 0 | 0 | 0 | 0 | 0 | 0 | 0 | 0 | 0 | 0 | 0 | 0 | 0 | 0 | 0 | 0 | 0 | 0 | 0 | 0 | 0 | 0 | 0 | 0 | 1 | 0 | 0 | 0 | 0 | 0 | 0
655 | Industry | Refining | Non-ETS |  |  | Industrial Gas CHP | Gas | 0 | 0 | 0 | 0 | 0 | 0 | 0 | 0 | 0 | 0 | 1 | 1 | 1 | 0 | 0 | 0 | 0 | 0 | 0 | 0 | 1 | 0 | 0 | 0 | 1 | 0 | 0 | 0 | 0 | 0 | 0 | 0 | 0 | 0 | 0 | 0 | 0 | 0 | 0 | 0 | 0 | 0 | 0 | 0 | 0 | 0 | 0 | 0 | 0 | 0 | 0 | 0 | 0 | 0 | 0 | 0 | 0 | 0 | 0 | 0 | 0 | 1 | 0 | 0 | 0 | 0 | 0
656 | Industry | Refining | Non-ETS |  |  | Industrial Gas Furnace | Gas | 0 | 0 | 0 | 0 | 0 | 0 | 0 | 0 | 0 | 0 | 0 | 0 | 0 | 0 | 0 | 1 | 0 | 0 | 0 | 0 | 0 | 0 | 1 | 0 | 1 | 0 | 0 | 0 | 0 | 0 | 0 | 0 | 0 | 0 | 0 | 0 | 0 | 0 | 0 | 0 | 0 | 0 | 0 | 0 | 0 | 0 | 0 | 0 | 0 | 0 | 0 | 0 | 0 | 0 | 0 | 0 | 0 | 0 | 0 | 0 | 0 | 0 | 1 | 0 | 0 | 0 | 0
657 | Industry | Wood Products | Non-ETS |  |  | Industrial Gas Boiler | Gas | 3.2667 | 0 | 0 | 0 | 0 | 1 | 1 | 1 | 0 | 0.125 | 0 | 0 | 0 | 0 | 0 | 0 | 0 | 0 | 0 | 1 | 0 | 0 | 0 | 0 | 1 | 0 | 0 | 0 | 0 | 0 | 0 | 0 | 0 | 0 | 0 | 0 | 0 | 0 | 0 | 0 | 0 | 0 | 0 | 0 | 0 | 0 | 0 | 0 | 0 | 0 | 0 | 0 | 0 | 0 | 0 | 0 | 0 | 0 | 0 | 0 | 1 | 0 | 0 | 0 | 0 | 0 | 0
658 | Industry | Wood Products | Non-ETS |  |  | Industrial Gas Dryer | Gas | 3.2667 | 0 | 0 | 0 | 0 | 0 | 0 | 0 | 0 | 0 | 0 | 0 | 0 | 0 | 0 | 0 | 0 | 1 | 1 | 0 | 0 | 0 | 0 | 1 | 1 | 0 | 0 | 0 | 0 | 0 | 0 | 0 | 0 | 0 | 0 | 0 | 0 | 0 | 0 | 0 | 0 | 0 | 0 | 0 | 0 | 0 | 0 | 0 | 0 | 0 | 0 | 0 | 0 | 0 | 0 | 0 | 0 | 0 | 0 | 0 | 0 | 0 | 0 | 0 | 1 | 0 | 0
659 | Industry | Other Minerals | Non-ETS |  |  | Industrial Gas Other Kiln | Gas | 0 | 0 | 0 | 1 | 1 | 0 | 0 | 0 | 0 | 0 | 0 | 0 | 0 | 0 | 0 | 0 | 0 | 0 | 0 | 0 | 0 | 0 | 0 | 0 | 1 | 0 | 0 | 0 | 0 | 0 | 0 | 0 | 0 | 0 | 0 | 0 | 0 | 0 | 0 | 0 | 0 | 0 | 0 | 0 | 0 | 0 | 0 | 0 | 0 | 0 | 0 | 0 | 0 | 0 | 0 | 0 | 0 | 0 | 0 | 0 | 0 | 0 | 0 | 0 | 0 | 1 | 0
660 | Industry | Other Minerals | Non-ETS |  |  | Industrial Gas Boiler | Gas | 0 | 0 | 0 | 0 | 0 | 1 | 1 | 1 | 0 | 0.125 | 0 | 0 | 0 | 0 | 0 | 0 | 0 | 0 | 0 | 1 | 0 | 0 | 0 | 0 | 1 | 0 | 0 | 0 | 0 | 0 | 0 | 0 | 0 | 0 | 0 | 0 | 0 | 0 | 0 | 0 | 0 | 0 | 0 | 0 | 0 | 0 | 0 | 0 | 0 | 0 | 0 | 0 | 0 | 0 | 0 | 0 | 0 | 0 | 0 | 0 | 1 | 0 | 0 | 0 | 0 | 0 | 0
661 | Industry | Other Minerals | Non-ETS |  |  | Industrial Gas Dryer | Gas | 0 | 0 | 0 | 0 | 0 | 0 | 0 | 0 | 0 | 0 | 0 | 0 | 0 | 0 | 0 | 0 | 0 | 1 | 1 | 0 | 0 | 0 | 0 | 1 | 1 | 0 | 0 | 0 | 0 | 0 | 0 | 0 | 0 | 0 | 0 | 0 | 0 | 0 | 0 | 0 | 0 | 0 | 0 | 0 | 0 | 0 | 0 | 0 | 0 | 0 | 0 | 0 | 0 | 0 | 0 | 0 | 0 | 0 | 0 | 0 | 0 | 0 | 0 | 0 | 1 | 0 | 0
662 | Industry | Food and Drink | Non-ETS |  |  | Industrial Gas Boiler | Gas | 117.9551 | 0 | 0 | 0 | 0 | 1 | 1 | 1 | 0.3 | 0.125 | 0 | 0 | 0 | 0 | 0 | 0 | 0 | 0 | 0 | 1 | 0 | 0 | 0 | 0 | 1 | 0 | 0 | 0 | 0 | 0 | 0 | 0 | 0 | 0 | 0 | 0 | 0 | 0 | 0 | 0 | 0 | 0 | 0 | 0 | 0 | 0 | 0 | 0 | 0 | 0 | 0 | 0 | 0 | 0 | 0 | 0 | 0 | 0 | 0 | 0 | 1 | 0 | 0 | 0 | 0 | 0 | 0
663 | Industry | Food and Drink | Non-ETS |  |  | Industrial Gas CHP | Gas | 117.9551 | 0 | 0 | 0 | 0 | 0 | 0 | 0 | 0 | 0 | 1 | 1 | 1 | 0 | 0 | 0 | 0 | 0 | 0 | 0 | 1 | 0 | 0 | 0 | 1 | 0 | 0 | 0 | 0 | 0 | 0 | 0 | 0 | 0 | 0 | 0 | 0 | 0 | 0 | 0 | 0 | 0 | 0 | 0 | 0 | 0 | 0 | 0 | 0 | 0 | 0 | 0 | 0 | 0 | 0 | 0 | 0 | 0 | 0 | 0 | 0 | 1 | 0 | 0 | 0 | 0 | 0
664 | Industry | Food and Drink | Non-ETS |  |  | Industrial Gas Oven | Gas | 117.9551 | 0 | 0 | 0 | 0 | 0 | 0 | 0 | 0 | 0 | 0 | 0 | 0 | 1 | 1 | 0 | 0 | 0 | 0 | 0 | 0 | 1 | 0 | 0 | 1 | 0 | 0 | 0 | 0 | 0 | 0 | 0 | 0 | 0 | 0 | 0 | 0 | 0 | 0 | 0 | 0 | 0 | 0 | 0 | 0 | 0 | 0 | 0 | 0 | 0 | 0 | 0 | 0 | 0 | 0 | 0 | 0 | 0 | 0 | 0 | 0 | 0 | 0 | 0 | 0 | 0 | 1
665 | Industry | Food and Drink | Non-ETS |  |  | Industrial Gas Dryer | Gas | 117.9551 | 0 | 0 | 0 | 0 | 0 | 0 | 0 | 0 | 0 | 0 | 0 | 0 | 0 | 0 | 0 | 0 | 1 | 1 | 0 | 0 | 0 | 0 | 1 | 1 | 0 | 0 | 0 | 0 | 0 | 0 | 0 | 0 | 0 | 0 | 0 | 0 | 0 | 0 | 0 | 0 | 0 | 0 | 0 | 0 | 0 | 0 | 0 | 0 | 0 | 0 | 0 | 0 | 0 | 0 | 0 | 0 | 0 | 0 | 0 | 0 | 0 | 0 | 0 | 1 | 0 | 0
666 | Industry | Lime | Non-ETS |  |  | Industrial Gas Cement/Lime Kiln | Gas | 0 | 1 | 1 | 0 | 0 | 0 | 0 | 0 | 0 | 0 | 0 | 0 | 0 | 0 | 0 | 0 | 0 | 0 | 0 | 0 | 0 | 0 | 0 | 0 | 1 | 0 | 0 | 0 | 0 | 0 | 0 | 0 | 0 | 0 | 0 | 0 | 0 | 0 | 0 | 0 | 0 | 0 | 0 | 0 | 0 | 0 | 0 | 0 | 0 | 0 | 0 | 0 | 0 | 0 | 0 | 0 | 0 | 0 | 0 | 0 | 0 | 0 | 0 | 1 | 0 | 0 | 0
667 | Industry | Lime | Non-ETS |  |  | Industrial Gas Other Kiln | Gas | 0 | 0 | 0 | 1 | 1 | 0 | 0 | 0 | 0 | 0 | 0 | 0 | 0 | 0 | 0 | 0 | 0 | 0 | 0 | 0 | 0 | 0 | 0 | 0 | 1 | 0 | 0 | 0 | 0 | 0 | 0 | 0 | 0 | 0 | 0 | 0 | 0 | 0 | 0 | 0 | 0 | 0 | 0 | 0 | 0 | 0 | 0 | 0 | 0 | 0 | 0 | 0 | 0 | 0 | 0 | 0 | 0 | 0 | 0 | 0 | 0 | 0 | 0 | 0 | 0 | 1 | 0
668 | Industry | Lime | Non-ETS |  |  | Industrial Gas Furnace | Gas | 0 | 0 | 0 | 0 | 0 | 0 | 0 | 0 | 0 | 0 | 0 | 0 | 0 | 0 | 0 | 1 | 0 | 0 | 0 | 0 | 0 | 0 | 1 | 0 | 1 | 0 | 0 | 0 | 0 | 0 | 0 | 0 | 0 | 0 | 0 | 0 | 0 | 0 | 0 | 0 | 0 | 0 | 0 | 0 | 0 | 0 | 0 | 0 | 0 | 0 | 0 | 0 | 0 | 0 | 0 | 0 | 0 | 0 | 0 | 0 | 0 | 0 | 1 | 0 | 0 | 0 | 0
669 | Industry | Lime | Non-ETS |  |  | Industrial Gas Dryer | Gas | 0 | 0 | 0 | 0 | 0 | 0 | 0 | 0 | 0 | 0 | 0 | 0 | 0 | 0 | 0 | 0 | 0 | 1 | 1 | 0 | 0 | 0 | 0 | 1 | 1 | 0 | 0 | 0 | 0 | 0 | 0 | 0 | 0 | 0 | 0 | 0 | 0 | 0 | 0 | 0 | 0 | 0 | 0 | 0 | 0 | 0 | 0 | 0 | 0 | 0 | 0 | 0 | 0 | 0 | 0 | 0 | 0 | 0 | 0 | 0 | 0 | 0 | 0 | 0 | 1 | 0 | 0
670 | Industry | Other Industry | Non-ETS |  |  | Industrial Gas Other Kiln | Gas | 0 | 0 | 0 | 1 | 1 | 0 | 0 | 0 | 0 | 0 | 0 | 0 | 0 | 0 | 0 | 0 | 0 | 0 | 0 | 0 | 0 | 0 | 0 | 0 | 1 | 0 | 0 | 0 | 0 | 0 | 0 | 0 | 0 | 0 | 0 | 0 | 0 | 0 | 0 | 0 | 0 | 0 | 0 | 0 | 0 | 0 | 0 | 0 | 0 | 0 | 0 | 0 | 0 | 0 | 0 | 0 | 0 | 0 | 0 | 0 | 0 | 0 | 0 | 0 | 0 | 1 | 0
671 | Industry | Other Industry | Non-ETS |  |  | Industrial Gas Boiler | Gas | 1239.8181 | 0 | 0 | 0 | 0 | 1 | 1 | 1 | 0.4 | 0.125 | 0 | 0 | 0 | 0 | 0 | 0 | 0 | 0 | 0 | 1 | 0 | 0 | 0 | 0 | 1 | 0 | 0 | 0 | 0 | 0 | 0 | 0 | 0 | 0 | 0 | 0 | 0 | 0 | 0 | 0 | 0 | 0 | 0 | 0 | 0 | 0 | 0 | 0 | 0 | 0 | 0 | 0 | 0 | 0 | 0 | 0 | 0 | 0 | 0 | 0 | 1 | 0 | 0 | 0 | 0 | 0 | 0
672 | Industry | Other Industry | Non-ETS |  |  | Industrial Gas CHP | Gas | 1239.8181 | 0 | 0 | 0 | 0 | 0 | 0 | 0 | 0 | 0 | 1 | 1 | 1 | 0 | 0 | 0 | 0 | 0 | 0 | 0 | 1 | 0 | 0 | 0 | 1 | 0 | 0 | 0 | 0 | 0 | 0 | 0 | 0 | 0 | 0 | 0 | 0 | 0 | 0 | 0 | 0 | 0 | 0 | 0 | 0 | 0 | 0 | 0 | 0 | 0 | 0 | 0 | 0 | 0 | 0 | 0 | 0 | 0 | 0 | 0 | 0 | 1 | 0 | 0 | 0 | 0 | 0
673 | Industry | Other Industry | Non-ETS |  |  | Industrial Gas Oven | Gas | 1239.8181 | 0 | 0 | 0 | 0 | 0 | 0 | 0 | 0 | 0 | 0 | 0 | 0 | 1 | 1 | 0 | 0 | 0 | 0 | 0 | 0 | 1 | 0 | 0 | 1 | 0 | 0 | 0 | 0 | 0 | 0 | 0 | 0 | 0 | 0 | 0 | 0 | 0 | 0 | 0 | 0 | 0 | 0 | 0 | 0 | 0 | 0 | 0 | 0 | 0 | 0 | 0 | 0 | 0 | 0 | 0 | 0 | 0 | 0 | 0 | 0 | 0 | 0 | 0 | 0 | 0 | 1
674 | Industry | Other Industry | Non-ETS |  |  | Industrial Gas Furnace | Gas | 1239.8181 | 0 | 0 | 0 | 0 | 0 | 0 | 0 | 0 | 0 | 0 | 0 | 0 | 0 | 0 | 1 | 0 | 0 | 0 | 0 | 0 | 0 | 1 | 0 | 1 | 0 | 0 | 0 | 0 | 0 | 0 | 0 | 0 | 0 | 0 | 0 | 0 | 0 | 0 | 0 | 0 | 0 | 0 | 0 | 0 | 0 | 0 | 0 | 0 | 0 | 0 | 0 | 0 | 0 | 0 | 0 | 0 | 0 | 0 | 0 | 0 | 0 | 1 | 0 | 0 | 0 | 0
675 | Industry | Other Industry | Non-ETS |  |  | Industrial Gas Dryer | Gas | 1239.8181 | 0 | 0 | 0 | 0 | 0 | 0 | 0 | 0 | 0 | 0 | 0 | 0 | 0 | 0 | 0 | 0 | 1 | 1 | 0 | 0 | 0 | 0 | 1 | 1 | 0 | 0 | 0 | 0 | 0 | 0 | 0 | 0 | 0 | 0 | 0 | 0 | 0 | 0 | 0 | 0 | 0 | 0 | 0 | 0 | 0 | 0 | 0 | 0 | 0 | 0 | 0 | 0 | 0 | 0 | 0 | 0 | 0 | 0 | 0 | 0 | 0 | 0 | 0 | 1 | 0 | 0
676 | Industry | Chemicals | Non-ETS |  |  | Industrial Gas Boiler | Gas | 142.1777 | 0 | 0 | 0 | 0 | 1 | 1 | 1 | 0.2 | 0.125 | 0 | 0 | 0 | 0 | 0 | 0 | 0 | 0 | 0 | 1 | 0 | 0 | 0 | 0 | 1 | 0 | 0 | 0 | 0 | 0 | 0 | 0 | 0 | 0 | 0 | 0 | 0 | 0 | 0 | 0 | 0 | 0 | 0 | 0 | 0 | 0 | 0 | 0 | 0 | 0 | 0 | 0 | 0 | 0 | 0 | 0 | 0 | 0 | 0 | 0 | 1 | 0 | 0 | 0 | 0 | 0 | 0
677 | Industry | Chemicals | Non-ETS |  |  | Industrial Gas CHP | Gas | 142.1777 | 0 | 0 | 0 | 0 | 0 | 0 | 0 | 0 | 0 | 1 | 1 | 1 | 0 | 0 | 0 | 0 | 0 | 0 | 0 | 1 | 0 | 0 | 0 | 1 | 0 | 0 | 0 | 0 | 0 | 0 | 0 | 0 | 0 | 0 | 0 | 0 | 0 | 0 | 0 | 0 | 0 | 0 | 0 | 0 | 0 | 0 | 0 | 0 | 0 | 0 | 0 | 0 | 0 | 0 | 0 | 0 | 0 | 0 | 0 | 0 | 1 | 0 | 0 | 0 | 0 | 0
678 | Industry | Chemicals | Non-ETS |  |  | Industrial Gas Oven | Gas | 142.1777 | 0 | 0 | 0 | 0 | 0 | 0 | 0 | 0 | 0 | 0 | 0 | 0 | 1 | 1 | 0 | 0 | 0 | 0 | 0 | 0 | 1 | 0 | 0 | 1 | 0 | 0 | 0 | 0 | 0 | 0 | 0 | 0 | 0 | 0 | 0 | 0 | 0 | 0 | 0 | 0 | 0 | 0 | 0 | 0 | 0 | 0 | 0 | 0 | 0 | 0 | 0 | 0 | 0 | 0 | 0 | 0 | 0 | 0 | 0 | 0 | 0 | 0 | 0 | 0 | 0 | 1
679 | Industry | Chemicals | Non-ETS |  |  | Industrial Gas Furnace | Gas | 0 | 0 | 0 | 0 | 0 | 0 | 0 | 0 | 0 | 0 | 0 | 0 | 0 | 0 | 0 | 1 | 0 | 0 | 0 | 0 | 0 | 0 | 1 | 0 | 1 | 0 | 0 | 0 | 0 | 0 | 0 | 0 | 0 | 0 | 0 | 0 | 0 | 0 | 0 | 0 | 0 | 0 | 0 | 0 | 0 | 0 | 0 | 0 | 0 | 0 | 0 | 0 | 0 | 0 | 0 | 0 | 0 | 0 | 0 | 0 | 0 | 0 | 1 | 0 | 0 | 0 | 0
680 | Industry | Chemicals | Non-ETS |  |  | Industrial Gas Dryer | Gas | 142.1777 | 0 | 0 | 0 | 0 | 0 | 0 | 0 | 0 | 0 | 0 | 0 | 0 | 0 | 0 | 0 | 0 | 1 | 1 | 0 | 0 | 0 | 0 | 1 | 1 | 0 | 0 | 0 | 0 | 0 | 0 | 0 | 0 | 0 | 0 | 0 | 0 | 0 | 0 | 0 | 0 | 0 | 0 | 0 | 0 | 0 | 0 | 0 | 0 | 0 | 0 | 0 | 0 | 0 | 0 | 0 | 0 | 0 | 0 | 0 | 0 | 0 | 0 | 0 | 1 | 0 | 0

## Energy efficiency
The methodology to determine the suitability, cost and savings of the energy efficiency measures are explained in the 'Energy efficiency technical potential' section of the WS1 report.
A summary of the total suitable stock, average capex and hidden capex, average opex, average heating fuel savings, and average appliance electricity savings, is given below by sector, alongside a capex per kWh fuel saving.
Below this is a summary of the heating demand savings by archetype group if all heating demand saving measures are implemented, by sector. For the residential sector, archetypes are aggregated by building structure (detached, semi-detached, terraced, and appartments) and counterfactual heating system. For the commercial and public sectors, archetypes are aggregated by building type (e.g. hotel, office, healthcare) and counterfactual heating system. In the industrial sector, archetypes are aggregated by counterfactual fuel type.
Sector | Measure | Total suitable stock | Average capex (€) | Average hidden capex (€) | Average opex (€) | Average fuel savings (kWh) | Average appliance fuel savings (kWh) | Capex per kWh (€/kWh)
Commercial | cavity wall insulation | 18335.1414 | 958.848 | 125.6603 | 0 | 3046.2117 | 0 | 0.35602
Commercial | draught proofing | 83050.9664 | 349.999 | 113.4833 | 0 | 2045.5183 | 0 | 0.22658
Commercial | energy efficient appliances - office equipment | 66662.5399 | 1210.6164 | 130.6957 | 0 | -905.8096 | 364.936 | -2.4799
Commercial | energy efficient appliances - refrigeration | 63860.4023 | 36.0943 | 107.2052 | 0 | -339.7668 | 170.5674 | -0.84693
Commercial | energy efficient lighting | 134442.6093 | 1325.3358 | 132.9901 | -65.8565 | -2597.676 | 2448.922 | -9.8036
Commercial | high efficiency glazing | 83050.9664 | 29093.1535 | 688.3464 | 0 | 7270.3706 | 0 | 4.0963
Commercial | solid wall insulation | 62061.0731 | 3269.9312 | 171.882 | 0 | 3698.7488 | 0 | 0.93053
Commercial | roof insulation | 92855.1244 | 5179.3415 | 210.0702 | 0 | 4899.3787 | 0 | 1.1
Sector | Measure | Total suitable stock | Average capex (€) | Average hidden capex (€) | Average opex (€) | Average fuel savings (kWh) | Average appliance fuel savings (kWh) | Capex per kWh (€/kWh)
Public | cavity wall insulation | 7191.0026 | 1268.3042 | 223.1209 | 0 | 14470.9551 | 0 | 0.10306
Public | draught proofing | 13040.7885 | 504.4317 | 207.8434 | 0 | 5587.5765 | 0 | 0.12747
Public | energy efficient appliances - office equipment | 15255.676 | 5703.9431 | 311.8337 | 0 | -2377.3577 | 6610.2205 | 1.4212
Public | energy efficient appliances - refrigeration | 14439.5013 | 169.4971 | 201.1447 | 0 | -865.0568 | 2365.1034 | 0.24709
Public | energy efficient lighting | 24409.0817 | 8017.7582 | 358.11 | -373.4207 | -8683.6447 | 22267.9495 | 0.61658
Public | high efficiency glazing | 13040.7885 | 45197.0427 | 1101.6956 | 0 | 24430.8515 | 0 | 1.8951
Public | solid wall insulation | 8358.1626 | 4496.369 | 287.6822 | 0 | 18264.7853 | 0 | 0.26193
Public | roof insulation | 15468.4076 | 6820.5052 | 334.1649 | 0 | 13939.3439 | 0 | 0.51327
Sector | Measure | Total suitable stock | Average capex (€) | Average hidden capex (€) | Average opex (€) | Average fuel savings (before rebound effect) (kWh) | Average appliance fuel savings (kWh) | Capex per kWh (€/kWh)
Residential | cavity wall insulation | 453248.0721 | 1033.2447 | 56.1394 | 0 | 1548.7116 | 0 | 0.70341
Residential | draught proofing | 893849.0176 | 296.497 | 31.9642 | 0 | 469.9488 | 0 | 0.69893
Residential | energy efficient appliances - "wet" and "consumer electronics" | 875530.5357 | 369.8649 | 49.6801 | 0 | 0 | 200.8932 | 2.0884
Residential | energy efficient appliances -"cold" and "electrical cooking" | 1120679.0856 | 124.4118 | 37.4074 | 0 | 0 | 281.16 | 0.57554
Residential | energy efficient lighting | 950179.2646 | 324.0255 | 47.3881 | -8.1366 | 0 | 216.3392 | 1.7168
Residential | floor insulation | 315884.6667 | 19571.7631 | 335.7533 | 0 | 975.7756 | 0 | 20.4017
Residential | high efficiency glazing | 1307158.5815 | 5181.7107 | 341.1226 | 0 | 1749.6702 | 0 | 3.1565
Residential | solid wall insulation | 535180.973 | 8056.6301 | 442.7166 | 0 | 3009.5041 | 0 | 2.8242
Residential | roof insulation | 981156.3802 | 732.9081 | 53.2893 | 0 | 725.9823 | 0 | 1.0829
Sector | Measure | Total suitable stock | Average capex (€) | Average hidden capex (€) | Average opex (€) | Average fuel savings (kWh) | Average appliance fuel savings (kWh) | Capex per kWh (€/kWh)
Industry | more efficient hvac and ventilation | 11956 | 1744.4403 | 104.6664 | 43.611 | 8983.2597 | 12752.7315 | 0.085071
Industry | motor efficiency | 9599 | 2702.3757 | 162.1425 | 67.5594 | 0 | 2404.0006 | 1.1916
Industry | more efficient compressed air systems | 10919 | 3058.0908 | 183.4854 | 76.4523 | 0 | 13963.8848 | 0.23214
Industry | more energy-efficient lighting | 9599 | 2257.0069 | 135.4204 | 0 | 0 | 2404.0006 | 0.99519
Industry | process integration and heat recovery - high temperature processes | 13014 | 3625.7748 | 217.5465 | 90.6444 | 38216.5193 | 5617.3803 | 0.087679
Industry | process integration and heat recovery - low temperature processes | 14760 | 5413.6619 | 324.8197 | 135.3415 | 72585.9906 | 17525.065 | 0.063682
Industry | process integration and heat recovery - drying/seperation | 14760 | 1499.2897 | 89.9574 | 37.4822 | 17648.3132 | 1563.4148 | 0.082723
The below tables are the average heating demand savings by sector and archetype grouping, when all heating demand measures are forced for uptake. This is after the rebound effect has been considered (only effects domestic energy efficiency)
Subsector | Building structure | CF HS | Stock | Average demand in Initial State | Average demand in Deep State | Average Savings | Average Savings % | Max Savings % | Min Savings %
Residential | Terraced House | Electric heating | 28976.4194 | 7473.2065 | 6707.2138 | 765.9927 | 10.25% | 18.71% | 0.1027%
Residential | Terraced House | Gas boiler | 182930.1589 | 7533.6635 | 6974.0215 | 559.642 | 7.429% | 17.52% | 0.06211%
Residential | Terraced House | Oil boiler | 65723.7785 | 9856.8069 | 7872.2038 | 1984.603 | 20.13% | 40.27% | 0.5548%
Residential | Terraced House | Solid boiler | 30271.7228 | 7291.0478 | 5456.8013 | 1834.2465 | 25.16% | 37.98% | 0%
Residential | Semi-D House | Electric heating | 33361.8446 | 7390.5979 | 6960.3632 | 430.2347 | 5.821% | 18.92% | 0.05806%
Residential | Semi-D House | Gas boiler | 260645.8479 | 9140.7894 | 8399.8427 | 740.9466 | 8.106% | 18.98% | 0.04329%
Residential | Semi-D House | Oil boiler | 176256.6676 | 10667.3585 | 8590.3088 | 2077.0498 | 19.47% | 42.96% | 0.4228%
Residential | Semi-D House | Solid boiler | 45311.0273 | 6774.6895 | 5472.2807 | 1302.4088 | 19.22% | 34.19% | 0.1426%
Residential | Detached House | Electric heating | 28667.0416 | 12866.2806 | 11791.6042 | 1074.6764 | 8.353% | 21.4% | 0.331%
Residential | Detached House | Gas boiler | 92369.9534 | 12936.8526 | 11858.8946 | 1077.958 | 8.332% | 21.03% | 0.156%
Residential | Detached House | Oil boiler | 474293.8522 | 16389.4063 | 12827.4571 | 3561.9492 | 21.73% | 46.34% | 1.018%
Residential | Detached House | Solid boiler | 149958.4454 | 11236.7946 | 7686.9442 | 3549.8504 | 31.59% | 43.55% | 0.4511%
Residential | Apartment | Electric heating | 101100.4845 | 4940.975 | 4584.8378 | 356.1372 | 7.208% | 16.78% | 0.1514%
Residential | Apartment | Gas boiler | 88903.4193 | 5351.1556 | 5166.888 | 184.2676 | 3.444% | 15.57% | 0.09526%
Residential | Apartment | Oil boiler | 10470.2051 | 10319.7048 | 8634.4514 | 1685.2534 | 16.33% | 38.11% | 0.1084%
Residential | Apartment | Solid boiler | 4317.647 | 6041.9063 | 4742.4237 | 1299.4826 | 21.51% | 35.65% | 1.356%
Residential | Weighted Average |  | 1773558.5155 | 10944.7322 | 9044.101 | 1900.6312 | 17.37% | N/A | N/A
Subsector | Building type | CF HS | Stock | Average demand in Initial State | Average demand in Deep State | Average Savings | Average Savings % | Max Savings % | Min Savings %
Commercial | Hotel | Electric heating | 122.3593 | 374891.014 | 374492.7662 | 398.2478 | 0.1062% | 0.1378% | 3.123e-09%
Commercial | Hotel | Gas boiler | 1733.4238 | 737830.3172 | 652622.4119 | 85207.9053 | 11.55% | 24.06% | 1.262e-09%
Commercial | Hotel | Oil boiler | 5910.6803 | 85442.449 | 85287.225 | 155.224 | 0.1817% | 0.2542% | 2.383e-09%
Commercial | Office | Electric heating | 34585.4333 | 23978.1312 | 15310.6299 | 8667.5013 | 36.15% | 59.23% | 0%
Commercial | Office | Gas boiler | 2451.0109 | 126492.9602 | 126492.9602 | 4.1088e-06 | 3.248e-09% | 5.696e-08% | 0%
Commercial | Office | Oil boiler | 691.6946 | 53585.9146 | 53316.8534 | 269.0612 | 0.5021% | 0.6657% | 0%
Commercial | Restaurant/public house | Electric heating | 8719.7102 | 36021.4457 | 27208.2825 | 8813.1631 | 24.47% | 41.97% | 0%
Commercial | Restaurant/public house | Gas boiler | 4894.5809 | 64156.5702 | 44934.0844 | 19222.4858 | 29.96% | 40.22% | 0%
Commercial | Restaurant/public house | Oil boiler | 8682.9302 | 48784.8464 | 29759.9454 | 19024.901 | 39% | 41.68% | 0%
Commercial | Retail | Electric heating | 53150.1651 | 16969.9298 | 10026.5577 | 6943.3721 | 40.92% | 68.4% | 0%
Commercial | Retail | Gas boiler | 4583.1478 | 76701.8434 | 57243.4617 | 19458.3817 | 25.37% | 54.54% | 0%
Commercial | Retail | Oil boiler | 3070.8997 | 37959.4361 | 19048.9961 | 18910.44 | 49.82% | 65.17% | 0%
Commercial | Warehouse and storage | Electric heating | 4570.7811 | 34763.7667 | 18352.2672 | 16411.4995 | 47.21% | 55.06% | 2.355e-08%
Commercial | Warehouse and storage | Gas boiler | 97.5502 | 159196.0825 | 158844.5385 | 351.544 | 0.2208% | 0.4846% | 5.645e-09%
Commercial | Warehouse and storage | Oil boiler | 1096.5516 | 68245.2204 | 36574.2948 | 31670.9256 | 46.41% | 62.56% | 6.464e-09%
Commercial | Weighted Average |  | 134360.919 | 42254.0647 | 31753.8412 | 10500.2236 | 24.85% | N/A | N/A
Subsector | Building type | CF HS | Stock | Average demand in Initial State | Average demand in Deep State | Average Savings | Average Savings % | Max Savings % | Min Savings %
Public | Office | Electric heating | 2228.2408 | 39556.7712 | 24305.2377 | 15251.5335 | 38.56% | 58.65% | 1.481e-08%
Public | Office | Gas boiler | 1245.9586 | 190516.2886 | 118790.1795 | 71726.1091 | 37.65% | 57.85% | 3.715e-09%
Public | Office | Oil boiler | 307.0233 | 90977.8925 | 41825.9578 | 49151.9348 | 54.03% | 58.51% | 50.8%
Public | Education | Electric heating | 0 | 0 | 0 | 0 | 0% | 0% | 0%
Public | Education | Gas boiler | 2115.9683 | 299274.081 | 270919.3187 | 28354.7622 | 9.475% | 41.23% | 1.907e-09%
Public | Education | Oil boiler | 4970.895 | 141727.501 | 104799.2751 | 36928.2259 | 26.06% | 49.85% | 0%
Public | Healthcare | Electric heating | 5084.7184 | 26539.9164 | 16304.3007 | 10235.6156 | 38.57% | 48.04% | 1.215e-07%
Public | Healthcare | Gas boiler | 5347.9707 | 233354.5587 | 218376.8329 | 14977.7258 | 6.418% | 42.02% | 0%
Public | Healthcare | Oil boiler | 3108.3066 | 150854.7177 | 102582.7763 | 48271.9414 | 32% | 38.53% | 2.951e-08%
Public | Weighted Average |  | 24409.0817 | 145152.5645 | 117941.5282 | 27211.0363 | 18.75% | N/A | N/A
Subsector | Fuel |  | Stock | Average demand in Initial State | Average demand in Deep State | Average Savings | Average Savings % | Max Savings % | Min Savings %
Industry | Non-bio waste |  | 1.6334 | 363972809.9063 | 340396703.746 | 23576106.1603 | 6.477% | 0% | 0%
Industry | Bio waste |  | 1.1704 | 361478737.285 | 337902631.1247 | 23576106.1603 | 6.522% | 0% | 0%
Industry | Bio fuel |  | 1036.1208 | 1575982.3456 | 1414497.7298 | 161484.6157 | 10.25% | 0% | 0%
Industry | Solid Fuels |  | 84.9676 | 25055893.8384 | 23406023.0087 | 1649870.8297 | 6.585% | 0% | 0%
Industry | Oil |  | 6386.8541 | 278682.7147 | 247353.074 | 31329.6407 | 11.24% | 0% | 0%
Industry | Gas |  | 8821.2531 | 1137470.9956 | 1029247.2706 | 108223.725 | 9.514% | 0% | 0%
Industry | Weighted Average |  | 16331.9994 | 1015996.8865 | 922415.4151 | 93581.4714 | 9.211% | N/A | N/A